## TABEL FLEX nl+fr
Test code Code Essai | Matrix | Analyseparameter | Beschrijving van de analysemethode – uitrusting | Type d'échantillon | Caractéristique mesurée | Description de la méthode d'essai - équipement | Datum opname analyseparameter in flexibele scope Date d'inclusion dans le scope flexible
53 | Bodem, Waterbodem | pH KCl | ISO 10390; CMA/2/II/A.20 BOC | Sol, Sédiments aquatiques | pH KCl | ISO 10390; CMA/2/II/A.20 BOC | 2025-06-06
89 | Bodem | pH KCl | Eigen methode (gebaseerd op ISO 10390) | Sol | pH KCl | Eigen methode (gebaseerd op ISO 10390) | 2025-06-06
379 | Bodem | pH H2O | ISO 10390 | Sol | pH H2O | ISO 10390 | 2025-06-06
503 | Bodemvervangende middelen | pH KCl | Eigen methode (uitvoering volgens ISO 10390, CMA/2/II/A.20) | Substituts de sol | pH KCl | Eigen methode (uitvoering volgens ISO 10390, CMA/2/II/A.20) | 2025-06-06
121 | Afvalwater*1 | 2,3,4,5-tetrachloorfenol | GC-MS/MS: WAC/IV/A/001; CMA/3/K | Eau résiduaire*1 | 2,3,4,5-tétrachlorophénol | GC-MS/MS: WAC/IV/A/001; CMA/3/K | 2019-03-22
121 | Afvalwater*1 | 2,3,4,6-tetrachloorfenol | GC-MS/MS: WAC/IV/A/001; CMA/3/K | Eau résiduaire*1 | 2,3,4,6-tétrachlorophénol | GC-MS/MS: WAC/IV/A/001; CMA/3/K | 2019-03-22
121 | Afvalwater*1 | 2,3,4-trichloorfenol | GC-MS/MS: WAC/IV/A/001; CMA/3/K | Eau résiduaire*1 | 2,3,4-trichlorophénol | GC-MS/MS: WAC/IV/A/001; CMA/3/K | 2019-03-22
121 | Afvalwater*1 | 2,3,5,6-tetrachloorfenol | GC-MS/MS: WAC/IV/A/001; CMA/3/K | Eau résiduaire*1 | 2,3,5,6-tétrachlorophénol | GC-MS/MS: WAC/IV/A/001; CMA/3/K | 2019-03-22
121 | Afvalwater*1 | 2,3,5-trichloorfenol | GC-MS/MS: WAC/IV/A/001; CMA/3/K | Eau résiduaire*1 | 2,3,5-trichlorophénol | GC-MS/MS: WAC/IV/A/001; CMA/3/K | 2019-03-22
121 | Afvalwater*1 | 2,3,5-trimethylfenol | GC-MS/MS: WAC/IV/A/001; CMA/3/K | Eau résiduaire*1 | 2,3,5-triméthylphénol | GC-MS/MS: WAC/IV/A/001; CMA/3/K | 2019-03-22
121 | Afvalwater*1 | 2,3,6-trichloorfenol | GC-MS/MS: WAC/IV/A/001; CMA/3/K | Eau résiduaire*1 | 2,3,6-trichlorophénol | GC-MS/MS: WAC/IV/A/001; CMA/3/K | 2019-03-22
121 | Afvalwater*1 | 2,3,6-trimethylfenol | GC-MS/MS: WAC/IV/A/001; CMA/3/K | Eau résiduaire*1 | 2,3,6-triméthylphénol | GC-MS/MS: WAC/IV/A/001; CMA/3/K | 2019-03-22
121 | Afvalwater*1 | 2,3-dichloorfenol | GC-MS/MS: WAC/IV/A/001; CMA/3/K | Eau résiduaire*1 | 2,3-dichlorophénol | GC-MS/MS: WAC/IV/A/001; CMA/3/K | 2019-03-22
121 | Afvalwater*1 | 2,3-xylenol | GC-MS/MS: WAC/IV/A/001; CMA/3/K | Eau résiduaire*1 | 2,3-xylénol | GC-MS/MS: WAC/IV/A/001; CMA/3/K | 2019-03-22
121 | Afvalwater*1 | 2,4,5-trichloorfenol | GC-MS/MS: WAC/IV/A/001; CMA/3/K | Eau résiduaire*1 | 2,4,5-trichlorophénol | GC-MS/MS: WAC/IV/A/001; CMA/3/K | 2019-03-22
121 | Afvalwater*1 | 2,4,6-trichloorfenol | GC-MS/MS: WAC/IV/A/001; CMA/3/K | Eau résiduaire*1 | 2,4,6-trichlorophénol | GC-MS/MS: WAC/IV/A/001; CMA/3/K | 2019-03-22
121 | Afvalwater*1 | 2,4,6-trimethylfenol | GC-MS/MS: WAC/IV/A/001; CMA/3/K | Eau résiduaire*1 | 2,4,6-triméthylphénol | GC-MS/MS: WAC/IV/A/001; CMA/3/K | 2019-03-22
121 | Afvalwater*1 | 2,4/2,5 -dichloorfenol | GC-MS/MS: WAC/IV/A/001; CMA/3/K | Eau résiduaire*1 | 2,4/2,5 -dichlorophénol | GC-MS/MS: WAC/IV/A/001; CMA/3/K | 2019-03-22
121 | Afvalwater*1 | 2,4-xylenol | GC-MS/MS: WAC/IV/A/001; CMA/3/K | Eau résiduaire*1 | 2,4-xylénol | GC-MS/MS: WAC/IV/A/001; CMA/3/K | 2019-03-22
121 | Afvalwater*1 | 2,5-xylenol | GC-MS/MS: WAC/IV/A/001; CMA/3/K | Eau résiduaire*1 | 2,5-xylénol | GC-MS/MS: WAC/IV/A/001; CMA/3/K | 2019-03-22
121 | Afvalwater*1 | 2,6-dichloorfenol | GC-MS/MS: WAC/IV/A/001; CMA/3/K | Eau résiduaire*1 | 2,6-dichlorophénol | GC-MS/MS: WAC/IV/A/001; CMA/3/K | 2019-03-22
121 | Afvalwater*1 | 2,6-xylenol | GC-MS/MS: WAC/IV/A/001; CMA/3/K | Eau résiduaire*1 | 2,6-xylénol | GC-MS/MS: WAC/IV/A/001; CMA/3/K | 2019-03-22
121 | Afvalwater*1 | 2-broomfenol | GC-MS/MS: WAC/IV/A/001; CMA/3/K | Eau résiduaire*1 | 2-bromophénol | GC-MS/MS: WAC/IV/A/001; CMA/3/K | 2019-03-22
121 | Afvalwater*1 | 2-chloorfenol | GC-MS/MS: WAC/IV/A/001; CMA/3/K | Eau résiduaire*1 | 2-chlorophénol | GC-MS/MS: WAC/IV/A/001; CMA/3/K | 2019-03-22
121 | Afvalwater*1 | 2-isopropylfenol | GC-MS/MS: WAC/IV/A/001; CMA/3/K | Eau résiduaire*1 | 2-isopropylphénol | GC-MS/MS: WAC/IV/A/001; CMA/3/K | 2019-03-22
121 | Afvalwater*1 | 3,4,5-trichloorfenol | GC-MS/MS: WAC/IV/A/001; CMA/3/K | Eau résiduaire*1 | 3,4,5-trichlorophénol | GC-MS/MS: WAC/IV/A/001; CMA/3/K | 2019-03-22
121 | Afvalwater*1 | 3,4,5-trimethylfenol | GC-MS/MS: WAC/IV/A/001; CMA/3/K | Eau résiduaire*1 | 3,4,5-triméthylphénol | GC-MS/MS: WAC/IV/A/001; CMA/3/K | 2019-03-22
121 | Afvalwater*1 | 3,4-dichloorfenol | GC-MS/MS: WAC/IV/A/001; CMA/3/K | Eau résiduaire*1 | 3,4-dichlorophénol | GC-MS/MS: WAC/IV/A/001; CMA/3/K | 2019-03-22
121 | Afvalwater*1 | 3,4-xylenol | GC-MS/MS: WAC/IV/A/001; CMA/3/K | Eau résiduaire*1 | 3,4-xylénol | GC-MS/MS: WAC/IV/A/001; CMA/3/K | 2019-03-22
121 | Afvalwater*1 | 3,5-dichloorfenol | GC-MS/MS: WAC/IV/A/001; CMA/3/K | Eau résiduaire*1 | 3,5-dichlorophénol | GC-MS/MS: WAC/IV/A/001; CMA/3/K | 2019-03-22
121 | Afvalwater*1 | 3,5-xylenol | GC-MS/MS: WAC/IV/A/001; CMA/3/K | Eau résiduaire*1 | 3,5-xylénol | GC-MS/MS: WAC/IV/A/001; CMA/3/K | 2019-03-22
121 | Afvalwater*1 | 3-chloorfenol | GC-MS/MS: WAC/IV/A/001; CMA/3/K | Eau résiduaire*1 | 3-chlorophénol | GC-MS/MS: WAC/IV/A/001; CMA/3/K | 2019-03-22
121 | Afvalwater*1 | 4-chloor-3-methylfenol | GC-MS/MS: WAC/IV/A/001; CMA/3/K | Eau résiduaire*1 | 4-chloro-3-méthylphénol | GC-MS/MS: WAC/IV/A/001; CMA/3/K | 2019-03-22
121 | Afvalwater*1 | 4-chloorfenol | GC-MS/MS: WAC/IV/A/001; CMA/3/K | Eau résiduaire*1 | 4-chlorophénol | GC-MS/MS: WAC/IV/A/001; CMA/3/K | 2019-03-22
121 | Afvalwater*1 | bisfenol A | GC-MS/MS: WAC/IV/A/001; CMA/3/K | Eau résiduaire*1 | bisphénol A | GC-MS/MS: WAC/IV/A/001; CMA/3/K | 2019-03-22
121 | Afvalwater*1 | dettol (4-chloor-3,5-dimethylfenol) | GC-MS/MS: WAC/IV/A/001; CMA/3/K | Eau résiduaire*1 | dettol (4-chloro-3,5-diméthylphénol) | GC-MS/MS: WAC/IV/A/001; CMA/3/K | 2019-03-22
121 | Afvalwater*1 | fenol | GC-MS/MS: WAC/IV/A/001; CMA/3/K | Eau résiduaire*1 | phénol | GC-MS/MS: WAC/IV/A/001; CMA/3/K | 2019-03-22
121 | Afvalwater*1 | m-cresol | GC-MS/MS: WAC/IV/A/001; CMA/3/K | Eau résiduaire*1 | m- crésol | GC-MS/MS: WAC/IV/A/001; CMA/3/K | 2019-03-22
121 | Afvalwater*1 | m-ethylfenol | GC-MS/MS: WAC/IV/A/001; CMA/3/K | Eau résiduaire*1 | m-éthylphénol | GC-MS/MS: WAC/IV/A/001; CMA/3/K | 2019-03-22
121 | Afvalwater*1 | nonylfenol | GC-MS/MS: WAC/IV/A/001; CMA/3/K | Eau résiduaire*1 | nonylphénol | GC-MS/MS: WAC/IV/A/001; CMA/3/K | 2019-03-22
121 | Afvalwater*1 | o-cresol | GC-MS/MS: WAC/IV/A/001; CMA/3/K | Eau résiduaire*1 | o-crésol | GC-MS/MS: WAC/IV/A/001; CMA/3/K | 2019-03-22
121 | Afvalwater*1 | octylfenol | GC-MS/MS: WAC/IV/A/001; CMA/3/K | Eau résiduaire*1 | octylphénol | GC-MS/MS: WAC/IV/A/001; CMA/3/K | 2019-03-22
121 | Afvalwater*1 | o-ethylfenol | GC-MS/MS: WAC/IV/A/001; CMA/3/K | Eau résiduaire*1 | o-éthylphénol | GC-MS/MS: WAC/IV/A/001; CMA/3/K | 2019-03-22
121 | Afvalwater*1 | p-cresol | GC-MS/MS: WAC/IV/A/001; CMA/3/K | Eau résiduaire*1 | p- crésol | GC-MS/MS: WAC/IV/A/001; CMA/3/K | 2019-03-22
121 | Afvalwater*1 | pentachloorfenol | GC-MS/MS: WAC/IV/A/001; CMA/3/K | Eau résiduaire*1 | pentachlorophénol | GC-MS/MS: WAC/IV/A/001; CMA/3/K | 2019-03-22
121 | Afvalwater*1 | p-ethylfenol | GC-MS/MS: WAC/IV/A/001; CMA/3/K | Eau résiduaire*1 | p-éthylphénol | GC-MS/MS: WAC/IV/A/001; CMA/3/K | 2019-03-22
121 | Drinkwater*4 | 2,3,4,5-tetrachloorfenol | GC-MS/MS: WAC/IV/A/001; CMA/3/K | Eau potable*4 | 2,3,4,5-tétrachlorophénol | GC-MS/MS: WAC/IV/A/001; CMA/3/K | 2019-03-22
121 | Drinkwater*4 | 2,3,4,6-tetrachloorfenol | GC-MS/MS: WAC/IV/A/001; CMA/3/K | Eau potable*4 | 2,3,4,6-tétrachlorophénol | GC-MS/MS: WAC/IV/A/001; CMA/3/K | 2019-03-22
121 | Drinkwater*4 | 2,3,4-trichloorfenol | GC-MS/MS: WAC/IV/A/001; CMA/3/K | Eau potable*4 | 2,3,4-trichlorophénol | GC-MS/MS: WAC/IV/A/001; CMA/3/K | 2019-03-22
121 | Drinkwater*4 | 2,3,5,6-tetrachloorfenol | GC-MS/MS: WAC/IV/A/001; CMA/3/K | Eau potable*4 | 2,3,5,6-tétrachlorophénol | GC-MS/MS: WAC/IV/A/001; CMA/3/K | 2019-03-22
121 | Drinkwater*4 | 2,3,5-trichloorfenol | GC-MS/MS: WAC/IV/A/001; CMA/3/K | Eau potable*4 | 2,3,5-trichlorophénol | GC-MS/MS: WAC/IV/A/001; CMA/3/K | 2019-03-22
121 | Drinkwater*4 | 2,3,5-trimethylfenol | GC-MS/MS: WAC/IV/A/001; CMA/3/K | Eau potable*4 | 2,3,5-triméthylphénol | GC-MS/MS: WAC/IV/A/001; CMA/3/K | 2019-03-22
121 | Drinkwater*4 | 2,3,6-trichloorfenol | GC-MS/MS: WAC/IV/A/001; CMA/3/K | Eau potable*4 | 2,3,6-trichlorophénol | GC-MS/MS: WAC/IV/A/001; CMA/3/K | 2019-03-22
121 | Drinkwater*4 | 2,3,6-trimethylfenol | GC-MS/MS: WAC/IV/A/001; CMA/3/K | Eau potable*4 | 2,3,6-triméthylphénol | GC-MS/MS: WAC/IV/A/001; CMA/3/K | 2019-03-22
121 | Drinkwater*4 | 2,3-dichloorfenol | GC-MS/MS: WAC/IV/A/001; CMA/3/K | Eau potable*4 | 2,3-dichlorophénol | GC-MS/MS: WAC/IV/A/001; CMA/3/K | 2019-03-22
121 | Drinkwater*4 | 2,3-xylenol | GC-MS/MS: WAC/IV/A/001; CMA/3/K | Eau potable*4 | 2,3-xylénol | GC-MS/MS: WAC/IV/A/001; CMA/3/K | 2019-03-22
121 | Drinkwater*4 | 2,4,5-trichloorfenol | GC-MS/MS: WAC/IV/A/001; CMA/3/K | Eau potable*4 | 2,4,5-trichlorophénol | GC-MS/MS: WAC/IV/A/001; CMA/3/K | 2019-03-22
121 | Drinkwater*4 | 2,4,6-trichloorfenol | GC-MS/MS: WAC/IV/A/001; CMA/3/K | Eau potable*4 | 2,4,6-trichlorophénol | GC-MS/MS: WAC/IV/A/001; CMA/3/K | 2019-03-22
121 | Drinkwater*4 | 2,4,6-trimethylfenol | GC-MS/MS: WAC/IV/A/001; CMA/3/K | Eau potable*4 | 2,4,6-triméthylphénol | GC-MS/MS: WAC/IV/A/001; CMA/3/K | 2019-03-22
121 | Drinkwater*4 | 2,4/2,5 -dichloorfenol | GC-MS/MS: WAC/IV/A/001; CMA/3/K | Eau potable*4 | 2,4/2,5 -dichlorophénol | GC-MS/MS: WAC/IV/A/001; CMA/3/K | 2019-03-22
121 | Drinkwater*4 | 2,4-xylenol | GC-MS/MS: WAC/IV/A/001; CMA/3/K | Eau potable*4 | 2,4-xylénol | GC-MS/MS: WAC/IV/A/001; CMA/3/K | 2019-03-22
121 | Drinkwater*4 | 2,5-xylenol | GC-MS/MS: WAC/IV/A/001; CMA/3/K | Eau potable*4 | 2,5-xylénol | GC-MS/MS: WAC/IV/A/001; CMA/3/K | 2019-03-22
121 | Drinkwater*4 | 2,6-dichloorfenol | GC-MS/MS: WAC/IV/A/001; CMA/3/K | Eau potable*4 | 2,6-dichlorophénol | GC-MS/MS: WAC/IV/A/001; CMA/3/K | 2019-03-22
121 | Drinkwater*4 | 2,6-xylenol | GC-MS/MS: WAC/IV/A/001; CMA/3/K | Eau potable*4 | 2,6-xylénol | GC-MS/MS: WAC/IV/A/001; CMA/3/K | 2019-03-22
121 | Drinkwater*4 | 2-broomfenol | GC-MS/MS: WAC/IV/A/001; CMA/3/K | Eau potable*4 | 2-bromophénol | GC-MS/MS: WAC/IV/A/001; CMA/3/K | 2019-03-22
121 | Drinkwater*4 | 2-chloorfenol | GC-MS/MS: WAC/IV/A/001; CMA/3/K | Eau potable*4 | 2-chlorophénol | GC-MS/MS: WAC/IV/A/001; CMA/3/K | 2019-03-22
121 | Drinkwater*4 | 2-isopropylfenol | GC-MS/MS: WAC/IV/A/001; CMA/3/K | Eau potable*4 | 2-isopropylphénol | GC-MS/MS: WAC/IV/A/001; CMA/3/K | 2019-03-22
121 | Drinkwater*4 | 3,4,5-trichloorfenol | GC-MS/MS: WAC/IV/A/001; CMA/3/K | Eau potable*4 | 3,4,5-trichlorophénol | GC-MS/MS: WAC/IV/A/001; CMA/3/K | 2019-03-22
121 | Drinkwater*4 | 3,4,5-trimethylfenol | GC-MS/MS: WAC/IV/A/001; CMA/3/K | Eau potable*4 | 3,4,5-triméthylphénol | GC-MS/MS: WAC/IV/A/001; CMA/3/K | 2019-03-22
121 | Drinkwater*4 | 3,4-dichloorfenol | GC-MS/MS: WAC/IV/A/001; CMA/3/K | Eau potable*4 | 3,4-dichlorophénol | GC-MS/MS: WAC/IV/A/001; CMA/3/K | 2019-03-22
121 | Drinkwater*4 | 3,4-xylenol | GC-MS/MS: WAC/IV/A/001; CMA/3/K | Eau potable*4 | 3,4-xylénol | GC-MS/MS: WAC/IV/A/001; CMA/3/K | 2019-03-22
121 | Drinkwater*4 | 3,5-dichloorfenol | GC-MS/MS: WAC/IV/A/001; CMA/3/K | Eau potable*4 | 3,5-dichlorophénol | GC-MS/MS: WAC/IV/A/001; CMA/3/K | 2019-03-22
121 | Drinkwater*4 | 3,5-xylenol | GC-MS/MS: WAC/IV/A/001; CMA/3/K | Eau potable*4 | 3,5-xylénol | GC-MS/MS: WAC/IV/A/001; CMA/3/K | 2019-03-22
121 | Drinkwater*4 | 3-chloorfenol | GC-MS/MS: WAC/IV/A/001; CMA/3/K | Eau potable*4 | 3-chlorophénol | GC-MS/MS: WAC/IV/A/001; CMA/3/K | 2019-03-22
121 | Drinkwater*4 | 4-chloor-3-methylfenol | GC-MS/MS: WAC/IV/A/001; CMA/3/K | Eau potable*4 | 4-chloro-3-méthylphénol | GC-MS/MS: WAC/IV/A/001; CMA/3/K | 2019-03-22
121 | Drinkwater*4 | 4-chloorfenol | GC-MS/MS: WAC/IV/A/001; CMA/3/K | Eau potable*4 | 4-chlorophénol | GC-MS/MS: WAC/IV/A/001; CMA/3/K | 2019-03-22
121 | Drinkwater*4 | bisfenol A | GC-MS/MS: WAC/IV/A/001; CMA/3/K | Eau potable*4 | bisphénol A | GC-MS/MS: WAC/IV/A/001; CMA/3/K | 2019-03-22
121 | Drinkwater*4 | dettol (4-chloor-3,5-dimethylfenol) | GC-MS/MS: WAC/IV/A/001; CMA/3/K | Eau potable*4 | dettol (4-chloro-3,5-diméthylphénol) | GC-MS/MS: WAC/IV/A/001; CMA/3/K | 2019-03-22
121 | Drinkwater*4 | fenol | GC-MS/MS: WAC/IV/A/001; CMA/3/K | Eau potable*4 | phénol | GC-MS/MS: WAC/IV/A/001; CMA/3/K | 2019-03-22
121 | Drinkwater*4 | m-cresol | GC-MS/MS: WAC/IV/A/001; CMA/3/K | Eau potable*4 | m- crésol | GC-MS/MS: WAC/IV/A/001; CMA/3/K | 2019-03-22
121 | Drinkwater*4 | m-ethylfenol | GC-MS/MS: WAC/IV/A/001; CMA/3/K | Eau potable*4 | m-éthylphénol | GC-MS/MS: WAC/IV/A/001; CMA/3/K | 2019-03-22
121 | Drinkwater*4 | nonylfenol | GC-MS/MS: WAC/IV/A/001; CMA/3/K | Eau potable*4 | nonylphénol | GC-MS/MS: WAC/IV/A/001; CMA/3/K | 2019-03-22
121 | Drinkwater*4 | o-cresol | GC-MS/MS: WAC/IV/A/001; CMA/3/K | Eau potable*4 | o-crésol | GC-MS/MS: WAC/IV/A/001; CMA/3/K | 2019-03-22
121 | Drinkwater*4 | octylfenol | GC-MS/MS: WAC/IV/A/001; CMA/3/K | Eau potable*4 | octylphénol | GC-MS/MS: WAC/IV/A/001; CMA/3/K | 2019-03-22
121 | Drinkwater*4 | o-ethylfenol | GC-MS/MS: WAC/IV/A/001; CMA/3/K | Eau potable*4 | o-éthylphénol | GC-MS/MS: WAC/IV/A/001; CMA/3/K | 2019-03-22
121 | Drinkwater*4 | p-cresol | GC-MS/MS: WAC/IV/A/001; CMA/3/K | Eau potable*4 | p- crésol | GC-MS/MS: WAC/IV/A/001; CMA/3/K | 2019-03-22
121 | Drinkwater*4 | pentachloorfenol | GC-MS/MS: WAC/IV/A/001; CMA/3/K | Eau potable*4 | pentachlorophénol | GC-MS/MS: WAC/IV/A/001; CMA/3/K | 2019-03-22
121 | Drinkwater*4 | p-ethylfenol | GC-MS/MS: WAC/IV/A/001; CMA/3/K | Eau potable*4 | p-éthylphénol | GC-MS/MS: WAC/IV/A/001; CMA/3/K | 2019-03-22
121 | Grondwater*2 | 2,3,4,5-tetrachloorfenol | GC-MS/MS: WAC/IV/A/001; CMA/3/K | Eau souterraine*2 | 2,3,4,5-tétrachlorophénol | GC-MS/MS: WAC/IV/A/001; CMA/3/K | 2019-03-22
121 | Grondwater*2 | 2,3,4,6-tetrachloorfenol | GC-MS/MS: WAC/IV/A/001; CMA/3/K | Eau souterraine*2 | 2,3,4,6-tétrachlorophénol | GC-MS/MS: WAC/IV/A/001; CMA/3/K | 2019-03-22
121 | Grondwater*2 | 2,3,4-trichloorfenol | GC-MS/MS: WAC/IV/A/001; CMA/3/K | Eau souterraine*2 | 2,3,4-trichlorophénol | GC-MS/MS: WAC/IV/A/001; CMA/3/K | 2019-03-22
121 | Grondwater*2 | 2,3,5,6-tetrachloorfenol | GC-MS/MS: WAC/IV/A/001; CMA/3/K | Eau souterraine*2 | 2,3,5,6-tétrachlorophénol | GC-MS/MS: WAC/IV/A/001; CMA/3/K | 2019-03-22
121 | Grondwater*2 | 2,3,5-trichloorfenol | GC-MS/MS: WAC/IV/A/001; CMA/3/K | Eau souterraine*2 | 2,3,5-trichlorophénol | GC-MS/MS: WAC/IV/A/001; CMA/3/K | 2019-03-22
121 | Grondwater*2 | 2,3,5-trimethylfenol | GC-MS/MS: WAC/IV/A/001; CMA/3/K | Eau souterraine*2 | 2,3,5-triméthylphénol | GC-MS/MS: WAC/IV/A/001; CMA/3/K | 2019-03-22
121 | Grondwater*2 | 2,3,6-trichloorfenol | GC-MS/MS: WAC/IV/A/001; CMA/3/K | Eau souterraine*2 | 2,3,6-trichlorophénol | GC-MS/MS: WAC/IV/A/001; CMA/3/K | 2019-03-22
121 | Grondwater*2 | 2,3,6-trimethylfenol | GC-MS/MS: WAC/IV/A/001; CMA/3/K | Eau souterraine*2 | 2,3,6-triméthylphénol | GC-MS/MS: WAC/IV/A/001; CMA/3/K | 2019-03-22
121 | Grondwater*2 | 2,3-dichloorfenol | GC-MS/MS: WAC/IV/A/001; CMA/3/K | Eau souterraine*2 | 2,3-dichlorophénol | GC-MS/MS: WAC/IV/A/001; CMA/3/K | 2019-03-22
121 | Grondwater*2 | 2,3-xylenol | GC-MS/MS: WAC/IV/A/001; CMA/3/K | Eau souterraine*2 | 2,3-xylénol | GC-MS/MS: WAC/IV/A/001; CMA/3/K | 2019-03-22
121 | Grondwater*2 | 2,4,5-trichloorfenol | GC-MS/MS: WAC/IV/A/001; CMA/3/K | Eau souterraine*2 | 2,4,5-trichlorophénol | GC-MS/MS: WAC/IV/A/001; CMA/3/K | 2019-03-22
121 | Grondwater*2 | 2,4,6-trichloorfenol | GC-MS/MS: WAC/IV/A/001; CMA/3/K | Eau souterraine*2 | 2,4,6-trichlorophénol | GC-MS/MS: WAC/IV/A/001; CMA/3/K | 2019-03-22
121 | Grondwater*2 | 2,4,6-trimethylfenol | GC-MS/MS: WAC/IV/A/001; CMA/3/K | Eau souterraine*2 | 2,4,6-triméthylphénol | GC-MS/MS: WAC/IV/A/001; CMA/3/K | 2019-03-22
121 | Grondwater*2 | 2,4/2,5 -dichloorfenol | GC-MS/MS: WAC/IV/A/001; CMA/3/K | Eau souterraine*2 | 2,4/2,5 -dichlorophénol | GC-MS/MS: WAC/IV/A/001; CMA/3/K | 2019-03-22
121 | Grondwater*2 | 2,4-xylenol | GC-MS/MS: WAC/IV/A/001; CMA/3/K | Eau souterraine*2 | 2,4-xylénol | GC-MS/MS: WAC/IV/A/001; CMA/3/K | 2019-03-22
121 | Grondwater*2 | 2,5-xylenol | GC-MS/MS: WAC/IV/A/001; CMA/3/K | Eau souterraine*2 | 2,5-xylénol | GC-MS/MS: WAC/IV/A/001; CMA/3/K | 2019-03-22
121 | Grondwater*2 | 2,6-dichloorfenol | GC-MS/MS: WAC/IV/A/001; CMA/3/K | Eau souterraine*2 | 2,6-dichlorophénol | GC-MS/MS: WAC/IV/A/001; CMA/3/K | 2019-03-22
121 | Grondwater*2 | 2,6-xylenol | GC-MS/MS: WAC/IV/A/001; CMA/3/K | Eau souterraine*2 | 2,6-xylénol | GC-MS/MS: WAC/IV/A/001; CMA/3/K | 2019-03-22
121 | Grondwater*2 | 2-broomfenol | GC-MS/MS: WAC/IV/A/001; CMA/3/K | Eau souterraine*2 | 2-bromophénol | GC-MS/MS: WAC/IV/A/001; CMA/3/K | 2019-03-22
121 | Grondwater*2 | 2-chloorfenol | GC-MS/MS: WAC/IV/A/001; CMA/3/K | Eau souterraine*2 | 2-chlorophénol | GC-MS/MS: WAC/IV/A/001; CMA/3/K | 2019-03-22
121 | Grondwater*2 | 2-isopropylfenol | GC-MS/MS: WAC/IV/A/001; CMA/3/K | Eau souterraine*2 | 2-isopropylphénol | GC-MS/MS: WAC/IV/A/001; CMA/3/K | 2019-03-22
121 | Grondwater*2 | 3,4,5-trichloorfenol | GC-MS/MS: WAC/IV/A/001; CMA/3/K | Eau souterraine*2 | 3,4,5-trichlorophénol | GC-MS/MS: WAC/IV/A/001; CMA/3/K | 2019-03-22
121 | Grondwater*2 | 3,4,5-trimethylfenol | GC-MS/MS: WAC/IV/A/001; CMA/3/K | Eau souterraine*2 | 3,4,5-triméthylphénol | GC-MS/MS: WAC/IV/A/001; CMA/3/K | 2019-03-22
121 | Grondwater*2 | 3,4-dichloorfenol | GC-MS/MS: WAC/IV/A/001; CMA/3/K | Eau souterraine*2 | 3,4-dichlorophénol | GC-MS/MS: WAC/IV/A/001; CMA/3/K | 2019-03-22
121 | Grondwater*2 | 3,4-xylenol | GC-MS/MS: WAC/IV/A/001; CMA/3/K | Eau souterraine*2 | 3,4-xylénol | GC-MS/MS: WAC/IV/A/001; CMA/3/K | 2019-03-22
121 | Grondwater*2 | 3,5-dichloorfenol | GC-MS/MS: WAC/IV/A/001; CMA/3/K | Eau souterraine*2 | 3,5-dichlorophénol | GC-MS/MS: WAC/IV/A/001; CMA/3/K | 2019-03-22
121 | Grondwater*2 | 3,5-xylenol | GC-MS/MS: WAC/IV/A/001; CMA/3/K | Eau souterraine*2 | 3,5-xylénol | GC-MS/MS: WAC/IV/A/001; CMA/3/K | 2019-03-22
121 | Grondwater*2 | 3-chloorfenol | GC-MS/MS: WAC/IV/A/001; CMA/3/K | Eau souterraine*2 | 3-chlorophénol | GC-MS/MS: WAC/IV/A/001; CMA/3/K | 2019-03-22
121 | Grondwater*2 | 4-chloor-3-methylfenol | GC-MS/MS: WAC/IV/A/001; CMA/3/K | Eau souterraine*2 | 4-chloro-3-méthylphénol | GC-MS/MS: WAC/IV/A/001; CMA/3/K | 2019-03-22
121 | Grondwater*2 | 4-chloorfenol | GC-MS/MS: WAC/IV/A/001; CMA/3/K | Eau souterraine*2 | 4-chlorophénol | GC-MS/MS: WAC/IV/A/001; CMA/3/K | 2019-03-22
121 | Grondwater*2 | bisfenol A | GC-MS/MS: WAC/IV/A/001; CMA/3/K | Eau souterraine*2 | bisphénol A | GC-MS/MS: WAC/IV/A/001; CMA/3/K | 2019-03-22
121 | Grondwater*2 | dettol (4-chloor-3,5-dimethylfenol) | GC-MS/MS: WAC/IV/A/001; CMA/3/K | Eau souterraine*2 | dettol (4-chloro-3,5-diméthylphénol) | GC-MS/MS: WAC/IV/A/001; CMA/3/K | 2019-03-22
121 | Grondwater*2 | fenol | GC-MS/MS: WAC/IV/A/001; CMA/3/K | Eau souterraine*2 | phénol | GC-MS/MS: WAC/IV/A/001; CMA/3/K | 2019-03-22
121 | Grondwater*2 | m-cresol | GC-MS/MS: WAC/IV/A/001; CMA/3/K | Eau souterraine*2 | m- crésol | GC-MS/MS: WAC/IV/A/001; CMA/3/K | 2019-03-22
121 | Grondwater*2 | m-ethylfenol | GC-MS/MS: WAC/IV/A/001; CMA/3/K | Eau souterraine*2 | m-éthylphénol | GC-MS/MS: WAC/IV/A/001; CMA/3/K | 2019-03-22
121 | Grondwater*2 | nonylfenol | GC-MS/MS: WAC/IV/A/001; CMA/3/K | Eau souterraine*2 | nonylphénol | GC-MS/MS: WAC/IV/A/001; CMA/3/K | 2019-03-22
121 | Grondwater*2 | o-cresol | GC-MS/MS: WAC/IV/A/001; CMA/3/K | Eau souterraine*2 | o-crésol | GC-MS/MS: WAC/IV/A/001; CMA/3/K | 2019-03-22
121 | Grondwater*2 | octylfenol | GC-MS/MS: WAC/IV/A/001; CMA/3/K | Eau souterraine*2 | octylphénol | GC-MS/MS: WAC/IV/A/001; CMA/3/K | 2019-03-22
121 | Grondwater*2 | o-ethylfenol | GC-MS/MS: WAC/IV/A/001; CMA/3/K | Eau souterraine*2 | o-éthylphénol | GC-MS/MS: WAC/IV/A/001; CMA/3/K | 2019-03-22
121 | Grondwater*2 | p-cresol | GC-MS/MS: WAC/IV/A/001; CMA/3/K | Eau souterraine*2 | p- crésol | GC-MS/MS: WAC/IV/A/001; CMA/3/K | 2019-03-22
121 | Grondwater*2 | pentachloorfenol | GC-MS/MS: WAC/IV/A/001; CMA/3/K | Eau souterraine*2 | pentachlorophénol | GC-MS/MS: WAC/IV/A/001; CMA/3/K | 2019-03-22
121 | Grondwater*2 | p-ethylfenol | GC-MS/MS: WAC/IV/A/001; CMA/3/K | Eau souterraine*2 | p-éthylphénol | GC-MS/MS: WAC/IV/A/001; CMA/3/K | 2019-03-22
121 | Oppervlaktewater*3 | 2,3,4,5-tetrachloorfenol | GC-MS/MS: WAC/IV/A/001; CMA/3/K | Eau superficielle*3 | 2,3,5-tétrachlorophénol | GC-MS/MS: WAC/IV/A/001; CMA/3/K | 2019-03-22
121 | Oppervlaktewater*3 | 2,3,4-trichloorfenol | GC-MS/MS: WAC/IV/A/001; CMA/3/K | Eau superficielle*3 | 2,3,4-trichlorophénol | GC-MS/MS: WAC/IV/A/001; CMA/3/K | 2019-03-22
121 | Oppervlaktewater*3 | 2,3,5,6-tetrachloorfenol | GC-MS/MS: WAC/IV/A/001; CMA/3/K | Eau superficielle*3 | 2,3,5,6-tétrachlorophénol | GC-MS/MS: WAC/IV/A/001; CMA/3/K | 2019-03-22
121 | Oppervlaktewater*3 | 2,3,5-trichloorfenol | GC-MS/MS: WAC/IV/A/001; CMA/3/K | Eau superficielle*3 | 2,3,5-trichlorophénol | GC-MS/MS: WAC/IV/A/001; CMA/3/K | 2019-03-22
121 | Oppervlaktewater*3 | 2,3,5-trimethylfenol | GC-MS/MS: WAC/IV/A/001; CMA/3/K | Eau superficielle*3 | 2,3,5-triméthylphénol | GC-MS/MS: WAC/IV/A/001; CMA/3/K | 2019-03-22
121 | Oppervlaktewater*3 | 2,3,6-trichloorfenol | GC-MS/MS: WAC/IV/A/001; CMA/3/K | Eau superficielle*3 | 2,3,6-trichlorophénol | GC-MS/MS: WAC/IV/A/001; CMA/3/K | 2019-03-22
121 | Oppervlaktewater*3 | 2,3,6-trimethylfenol | GC-MS/MS: WAC/IV/A/001; CMA/3/K | Eau superficielle*3 | 2,3,6-triméthylphénol | GC-MS/MS: WAC/IV/A/001; CMA/3/K | 2019-03-22
121 | Oppervlaktewater*3 | 2,3-dichloorfenol | GC-MS/MS: WAC/IV/A/001; CMA/3/K | Eau superficielle*3 | 2,3-dichlorophénol | GC-MS/MS: WAC/IV/A/001; CMA/3/K | 2019-03-22
121 | Oppervlaktewater*3 | 2,3-xylenol | GC-MS/MS: WAC/IV/A/001; CMA/3/K | Eau superficielle*3 | 2,3-xylénol | GC-MS/MS: WAC/IV/A/001; CMA/3/K | 2019-03-22
121 | Oppervlaktewater*3 | 2,4,5-trichloorfenol | GC-MS/MS: WAC/IV/A/001; CMA/3/K | Eau superficielle*3 | 2,4,5-trichlorophénol | GC-MS/MS: WAC/IV/A/001; CMA/3/K | 2019-03-22
121 | Oppervlaktewater*3 | 2,4,6-trichloorfenol | GC-MS/MS: WAC/IV/A/001; CMA/3/K | Eau superficielle*3 | 2,4,6-trichlorophénol | GC-MS/MS: WAC/IV/A/001; CMA/3/K | 2019-03-22
121 | Oppervlaktewater*3 | 2,4,6-trimethylfenol | GC-MS/MS: WAC/IV/A/001; CMA/3/K | Eau superficielle*3 | 2,4,6-triméthylphénol | GC-MS/MS: WAC/IV/A/001; CMA/3/K | 2019-03-22
121 | Oppervlaktewater*3 | 2,4/2,5 -dichloorfenol | GC-MS/MS: WAC/IV/A/001; CMA/3/K | Eau superficielle*3 | 2,4/2,5 -dichlorophénol | GC-MS/MS: WAC/IV/A/001; CMA/3/K | 2019-03-22
121 | Oppervlaktewater*3 | 2,4-xylenol | GC-MS/MS: WAC/IV/A/001; CMA/3/K | Eau superficielle*3 | 2,4-xylénol | GC-MS/MS: WAC/IV/A/001; CMA/3/K | 2019-03-22
121 | Oppervlaktewater*3 | 2,5-xylenol | GC-MS/MS: WAC/IV/A/001; CMA/3/K | Eau superficielle*3 | 2,5-xylénol | GC-MS/MS: WAC/IV/A/001; CMA/3/K | 2019-03-22
121 | Oppervlaktewater*3 | 2,6-dichloorfenol | GC-MS/MS: WAC/IV/A/001; CMA/3/K | Eau superficielle*3 | 2,6-dichlorophénol | GC-MS/MS: WAC/IV/A/001; CMA/3/K | 2019-03-22
121 | Oppervlaktewater*3 | 2,6-xylenol | GC-MS/MS: WAC/IV/A/001; CMA/3/K | Eau superficielle*3 | 2,6-xylénol | GC-MS/MS: WAC/IV/A/001; CMA/3/K | 2019-03-22
121 | Oppervlaktewater*3 | 2-broomfenol | GC-MS/MS: WAC/IV/A/001; CMA/3/K | Eau superficielle*3 | 2-bromophénol | GC-MS/MS: WAC/IV/A/001; CMA/3/K | 2019-03-22
121 | Oppervlaktewater*3 | 2-chloorfenol | GC-MS/MS: WAC/IV/A/001; CMA/3/K | Eau superficielle*3 | 2-chlorophénol | GC-MS/MS: WAC/IV/A/001; CMA/3/K | 2019-03-22
121 | Oppervlaktewater*3 | 2-isopropylfenol | GC-MS/MS: WAC/IV/A/001; CMA/3/K | Eau superficielle*3 | 2-isopropylphénol | GC-MS/MS: WAC/IV/A/001; CMA/3/K | 2019-03-22
121 | Oppervlaktewater*3 | 3,4,5-trichloorfenol | GC-MS/MS: WAC/IV/A/001; CMA/3/K | Eau superficielle*3 | 3,4,5-trichlorophénol | GC-MS/MS: WAC/IV/A/001; CMA/3/K | 2019-03-22
121 | Oppervlaktewater*3 | 3,4,5-trimethylfenol | GC-MS/MS: WAC/IV/A/001; CMA/3/K | Eau superficielle*3 | 3,4,5-triméthylphénol | GC-MS/MS: WAC/IV/A/001; CMA/3/K | 2019-03-22
121 | Oppervlaktewater*3 | 3,4-dichloorfenol | GC-MS/MS: WAC/IV/A/001; CMA/3/K | Eau superficielle*3 | 3,4-dichlorophénol | GC-MS/MS: WAC/IV/A/001; CMA/3/K | 2019-03-22
121 | Oppervlaktewater*3 | 3,4-xylenol | GC-MS/MS: WAC/IV/A/001; CMA/3/K | Eau superficielle*3 | 3,4-xylénol | GC-MS/MS: WAC/IV/A/001; CMA/3/K | 2019-03-22
121 | Oppervlaktewater*3 | 3,5-dichloorfenol | GC-MS/MS: WAC/IV/A/001; CMA/3/K | Eau superficielle*3 | 3,5-dichlorophénol | GC-MS/MS: WAC/IV/A/001; CMA/3/K | 2019-03-22
121 | Oppervlaktewater*3 | 3,5-xylenol | GC-MS/MS: WAC/IV/A/001; CMA/3/K | Eau superficielle*3 | 3,5-xylénol | GC-MS/MS: WAC/IV/A/001; CMA/3/K | 2019-03-22
121 | Oppervlaktewater*3 | 3-chloorfenol | GC-MS/MS: WAC/IV/A/001; CMA/3/K | Eau superficielle*3 | 3-chlorophénol | GC-MS/MS: WAC/IV/A/001; CMA/3/K | 2019-03-22
121 | Oppervlaktewater*3 | 4-chloor-3-methylfenol | GC-MS/MS: WAC/IV/A/001; CMA/3/K | Eau superficielle*3 | 4-chloro-3-méthylphénol | GC-MS/MS: WAC/IV/A/001; CMA/3/K | 2019-03-22
121 | Oppervlaktewater*3 | 4-chloorfenol | GC-MS/MS: WAC/IV/A/001; CMA/3/K | Eau superficielle*3 | 4-chlorophénol | GC-MS/MS: WAC/IV/A/001; CMA/3/K | 2019-03-22
121 | Oppervlaktewater*3 | bisfenol A | GC-MS/MS: WAC/IV/A/001; CMA/3/K | Eau superficielle*3 | bisphénol A | GC-MS/MS: WAC/IV/A/001; CMA/3/K | 2019-03-22
121 | Oppervlaktewater*3 | dettol (4-chloor-3,5-dimethylfenol) | GC-MS/MS: WAC/IV/A/001; CMA/3/K | Eau superficielle*3 | dettol (4-chloro-3,5-diméthylphénol) | GC-MS/MS: WAC/IV/A/001; CMA/3/K | 2019-03-22
121 | Oppervlaktewater*3 | fenol | GC-MS/MS: WAC/IV/A/001; CMA/3/K | Eau superficielle*3 | phénol | GC-MS/MS: WAC/IV/A/001; CMA/3/K | 2019-03-22
121 | Oppervlaktewater*3 | m-cresol | GC-MS/MS: WAC/IV/A/001; CMA/3/K | Eau superficielle*3 | m- crésol | GC-MS/MS: WAC/IV/A/001; CMA/3/K | 2019-03-22
121 | Oppervlaktewater*3 | m-ethylfenol | GC-MS/MS: WAC/IV/A/001; CMA/3/K | Eau superficielle*3 | m-éthylphénol | GC-MS/MS: WAC/IV/A/001; CMA/3/K | 2019-03-22
121 | Oppervlaktewater*3 | nonylfenol | GC-MS/MS: WAC/IV/A/001; CMA/3/K | Eau superficielle*3 | nonylphénol | GC-MS/MS: WAC/IV/A/001; CMA/3/K | 2019-03-22
121 | Oppervlaktewater*3 | o-cresol | GC-MS/MS: WAC/IV/A/001; CMA/3/K | Eau superficielle*3 | o-crésol | GC-MS/MS: WAC/IV/A/001; CMA/3/K | 2019-03-22
121 | Oppervlaktewater*3 | octylfenol | GC-MS/MS: WAC/IV/A/001; CMA/3/K | Eau superficielle*3 | octylphénol | GC-MS/MS: WAC/IV/A/001; CMA/3/K | 2019-03-22
121 | Oppervlaktewater*3 | o-ethylfenol | GC-MS/MS: WAC/IV/A/001; CMA/3/K | Eau superficielle*3 | o-éthylphénol | GC-MS/MS: WAC/IV/A/001; CMA/3/K | 2019-03-22
121 | Oppervlaktewater*3 | p-cresol | GC-MS/MS: WAC/IV/A/001; CMA/3/K | Eau superficielle*3 | p- crésol | GC-MS/MS: WAC/IV/A/001; CMA/3/K | 2019-03-22
121 | Oppervlaktewater*3 | pentachloorfenol | GC-MS/MS: WAC/IV/A/001; CMA/3/K | Eau superficielle*3 | pentachlorophénol | GC-MS/MS: WAC/IV/A/001; CMA/3/K | 2019-03-22
121 | Oppervlaktewater*3 | p-ethylfenol | GC-MS/MS: WAC/IV/A/001; CMA/3/K | Eau superficielle*3 | p-éthylphénol | GC-MS/MS: WAC/IV/A/001; CMA/3/K | 2019-03-22
123 | Afvalwater*1 | acenafteen | GC-MS/MS: WAC/IV/A/002; CMA/3/B | Eau résiduaire*1 | acénaphtène | GC-MS/MS: WAC/IV/A/002; CMA/3/B | 2020-10-22
123 | Afvalwater*1 | acenaftyleen | GC-MS/MS: WAC/IV/A/002; CMA/3/B | Eau résiduaire*1 | acénaphtylène | GC-MS/MS: WAC/IV/A/002; CMA/3/B | 2020-10-22
123 | Afvalwater*1 | antraceen | GC-MS/MS: WAC/IV/A/002; CMA/3/B | Eau résiduaire*1 | anthracène | GC-MS/MS: WAC/IV/A/002; CMA/3/B | 2020-10-22
123 | Afvalwater*1 | benzo(a)antraceen | GC-MS/MS: WAC/IV/A/002; CMA/3/B | Eau résiduaire*1 | benzo(a)anthracène | GC-MS/MS: WAC/IV/A/002; CMA/3/B | 2020-10-22
123 | Afvalwater*1 | benzo(a)pyreen | GC-MS/MS: WAC/IV/A/002; CMA/3/B | Eau résiduaire*1 | benzo(a)pyrène | GC-MS/MS: WAC/IV/A/002; CMA/3/B | 2020-10-22
123 | Afvalwater*1 | benzo(b)fluoranteen | GC-MS/MS: WAC/IV/A/002; CMA/3/B | Eau résiduaire*1 | benzo(b)fluoranthène | GC-MS/MS: WAC/IV/A/002; CMA/3/B | 2020-10-22
123 | Afvalwater*1 | benzo(g,h,i)peryleen | GC-MS/MS: WAC/IV/A/002; CMA/3/B | Eau résiduaire*1 | benzo(g,h,i)pérylène | GC-MS/MS: WAC/IV/A/002; CMA/3/B | 2020-10-22
123 | Afvalwater*1 | benzo(k)fluoranteen | GC-MS/MS: WAC/IV/A/002; CMA/3/B | Eau résiduaire*1 | benzo(k)fluoranthène | GC-MS/MS: WAC/IV/A/002; CMA/3/B | 2020-10-22
123 | Afvalwater*1 | chryseen | GC-MS/MS: WAC/IV/A/002; CMA/3/B | Eau résiduaire*1 | chrysène | GC-MS/MS: WAC/IV/A/002; CMA/3/B | 2020-10-22
123 | Afvalwater*1 | dibenzo(a,h)antraceen | GC-MS/MS: WAC/IV/A/002; CMA/3/B | Eau résiduaire*1 | dibenzo(a,h)anthracène | GC-MS/MS: WAC/IV/A/002; CMA/3/B | 2020-10-22
123 | Afvalwater*1 | fenantreen | GC-MS/MS: WAC/IV/A/002; CMA/3/B | Eau résiduaire*1 | phénanthrène | GC-MS/MS: WAC/IV/A/002; CMA/3/B | 2020-10-22
123 | Afvalwater*1 | fluoranteen | GC-MS/MS: WAC/IV/A/002; CMA/3/B | Eau résiduaire*1 | fluoranthène | GC-MS/MS: WAC/IV/A/002; CMA/3/B | 2020-10-22
123 | Afvalwater*1 | fluoreen | GC-MS/MS: WAC/IV/A/002; CMA/3/B | Eau résiduaire*1 | fluorène | GC-MS/MS: WAC/IV/A/002; CMA/3/B | 2020-10-22
123 | Afvalwater*1 | indeno(1,2,3-cd)pyreen | GC-MS/MS: WAC/IV/A/002; CMA/3/B | Eau résiduaire*1 | indéno(1,2,3-cd)pyrène | GC-MS/MS: WAC/IV/A/002; CMA/3/B | 2020-10-22
123 | Afvalwater*1 | naftaleen | GC-MS/MS: WAC/IV/A/002; CMA/3/B | Eau résiduaire*1 | naphtalène | GC-MS/MS: WAC/IV/A/002; CMA/3/B | 2020-10-22
123 | Afvalwater*1 | pyreen | GC-MS/MS: WAC/IV/A/002; CMA/3/B | Eau résiduaire*1 | pyrène | GC-MS/MS: WAC/IV/A/002; CMA/3/B | 2020-10-22
123 | Drinkwater*4 | acenafteen | GC-MS/MS: WAC/IV/A/002; CMA/3/B | Eau potable*4 | acénaphtène | GC-MS/MS: WAC/IV/A/002; CMA/3/B | 2020-10-22
123 | Drinkwater*4 | acenaftyleen | GC-MS/MS: WAC/IV/A/002; CMA/3/B | Eau potable*4 | acénaphtylène | GC-MS/MS: WAC/IV/A/002; CMA/3/B | 2020-10-22
123 | Drinkwater*4 | antraceen | GC-MS/MS: WAC/IV/A/002; CMA/3/B | Eau potable*4 | anthracène | GC-MS/MS: WAC/IV/A/002; CMA/3/B | 2020-10-22
123 | Drinkwater*4 | benzo(a)antraceen | GC-MS/MS: WAC/IV/A/002; CMA/3/B | Eau potable*4 | benzo(a)anthracène | GC-MS/MS: WAC/IV/A/002; CMA/3/B | 2020-10-22
123 | Drinkwater*4 | benzo(a)pyreen | GC-MS/MS: WAC/IV/A/002; CMA/3/B | Eau potable*4 | benzo(a)pyrène | GC-MS/MS: WAC/IV/A/002; CMA/3/B | 2020-10-22
123 | Drinkwater*4 | benzo(b)fluoranteen | GC-MS/MS: WAC/IV/A/002; CMA/3/B | Eau potable*4 | benzo(b)fluoranthène | GC-MS/MS: WAC/IV/A/002; CMA/3/B | 2020-10-22
123 | Drinkwater*4 | benzo(g,h,i)peryleen | GC-MS/MS: WAC/IV/A/002; CMA/3/B | Eau potable*4 | benzo(g,h,i)pérylène | GC-MS/MS: WAC/IV/A/002; CMA/3/B | 2020-10-22
123 | Drinkwater*4 | benzo(k)fluoranteen | GC-MS/MS: WAC/IV/A/002; CMA/3/B | Eau potable*4 | benzo(k)fluoranthène | GC-MS/MS: WAC/IV/A/002; CMA/3/B | 2020-10-22
123 | Drinkwater*4 | chryseen | GC-MS/MS: WAC/IV/A/002; CMA/3/B | Eau potable*4 | chrysène | GC-MS/MS: WAC/IV/A/002; CMA/3/B | 2020-10-22
123 | Drinkwater*4 | dibenzo(a,h)antraceen | GC-MS/MS: WAC/IV/A/002; CMA/3/B | Eau potable*4 | dibenzo(a,h)anthracène | GC-MS/MS: WAC/IV/A/002; CMA/3/B | 2020-10-22
123 | Drinkwater*4 | fenantreen | GC-MS/MS: WAC/IV/A/002; CMA/3/B | Eau potable*4 | phénanthrène | GC-MS/MS: WAC/IV/A/002; CMA/3/B | 2020-10-22
123 | Drinkwater*4 | fluoranteen | GC-MS/MS: WAC/IV/A/002; CMA/3/B | Eau potable*4 | fluoranthène | GC-MS/MS: WAC/IV/A/002; CMA/3/B | 2020-10-22
123 | Drinkwater*4 | fluoreen | GC-MS/MS: WAC/IV/A/002; CMA/3/B | Eau potable*4 | fluorène | GC-MS/MS: WAC/IV/A/002; CMA/3/B | 2020-10-22
123 | Drinkwater*4 | indeno(1,2,3-cd)pyreen | GC-MS/MS: WAC/IV/A/002; CMA/3/B | Eau potable*4 | indéno(1,2,3-cd)pyrène | GC-MS/MS: WAC/IV/A/002; CMA/3/B | 2020-10-22
123 | Drinkwater*4 | naftaleen | GC-MS/MS: WAC/IV/A/002; CMA/3/B | Eau potable*4 | naphtalène | GC-MS/MS: WAC/IV/A/002; CMA/3/B | 2020-10-22
123 | Drinkwater*4 | pyreen | GC-MS/MS: WAC/IV/A/002; CMA/3/B | Eau potable*4 | pyrène | GC-MS/MS: WAC/IV/A/002; CMA/3/B | 2020-10-22
123 | Grondwater*2 | acenafteen | GC-MS/MS: WAC/IV/A/002; CMA/3/B | Eau souterraine*2 | acénaphtène | GC-MS/MS: WAC/IV/A/002; CMA/3/B | 2020-10-22
123 | Grondwater*2 | acenaftyleen | GC-MS/MS: WAC/IV/A/002; CMA/3/B | Eau souterraine*2 | acénaphtylène | GC-MS/MS: WAC/IV/A/002; CMA/3/B | 2020-10-22
123 | Grondwater*2 | antraceen | GC-MS/MS: WAC/IV/A/002; CMA/3/B | Eau souterraine*2 | anthracène | GC-MS/MS: WAC/IV/A/002; CMA/3/B | 2020-10-22
123 | Grondwater*2 | benzo(a)antraceen | GC-MS/MS: WAC/IV/A/002; CMA/3/B | Eau souterraine*2 | benzo(a)anthracène | GC-MS/MS: WAC/IV/A/002; CMA/3/B | 2020-10-22
123 | Grondwater*2 | benzo(a)pyreen | GC-MS/MS: WAC/IV/A/002; CMA/3/B | Eau souterraine*2 | benzo(a)pyrène | GC-MS/MS: WAC/IV/A/002; CMA/3/B | 2020-10-22
123 | Grondwater*2 | benzo(b)fluoranteen | GC-MS/MS: WAC/IV/A/002; CMA/3/B | Eau souterraine*2 | benzo(b)fluoranthène | GC-MS/MS: WAC/IV/A/002; CMA/3/B | 2020-10-22
123 | Grondwater*2 | benzo(g,h,i)peryleen | GC-MS/MS: WAC/IV/A/002; CMA/3/B | Eau souterraine*2 | benzo(g,h,i)pérylène | GC-MS/MS: WAC/IV/A/002; CMA/3/B | 2020-10-22
123 | Grondwater*2 | benzo(k)fluoranteen | GC-MS/MS: WAC/IV/A/002; CMA/3/B | Eau souterraine*2 | benzo(k)fluoranthène | GC-MS/MS: WAC/IV/A/002; CMA/3/B | 2020-10-22
123 | Grondwater*2 | chryseen | GC-MS/MS: WAC/IV/A/002; CMA/3/B | Eau souterraine*2 | chrysène | GC-MS/MS: WAC/IV/A/002; CMA/3/B | 2020-10-22
123 | Grondwater*2 | dibenzo(a,h)antraceen | GC-MS/MS: WAC/IV/A/002; CMA/3/B | Eau souterraine*2 | dibenzo(a,h)anthracène | GC-MS/MS: WAC/IV/A/002; CMA/3/B | 2020-10-22
123 | Grondwater*2 | fenantreen | GC-MS/MS: WAC/IV/A/002; CMA/3/B | Eau souterraine*2 | phénanthrène | GC-MS/MS: WAC/IV/A/002; CMA/3/B | 2020-10-22
123 | Grondwater*2 | fluoranteen | GC-MS/MS: WAC/IV/A/002; CMA/3/B | Eau souterraine*2 | fluoranthène | GC-MS/MS: WAC/IV/A/002; CMA/3/B | 2020-10-22
123 | Grondwater*2 | fluoreen | GC-MS/MS: WAC/IV/A/002; CMA/3/B | Eau souterraine*2 | fluorène | GC-MS/MS: WAC/IV/A/002; CMA/3/B | 2020-10-22
123 | Grondwater*2 | indeno(1,2,3-cd)pyreen | GC-MS/MS: WAC/IV/A/002; CMA/3/B | Eau souterraine*2 | indéno(1,2,3-cd)pyrène | GC-MS/MS: WAC/IV/A/002; CMA/3/B | 2020-10-22
123 | Grondwater*2 | naftaleen | GC-MS/MS: WAC/IV/A/002; CMA/3/B | Eau souterraine*2 | naphtalène | GC-MS/MS: WAC/IV/A/002; CMA/3/B | 2020-10-22
123 | Grondwater*2 | pyreen | GC-MS/MS: WAC/IV/A/002; CMA/3/B | Eau souterraine*2 | pyrène | GC-MS/MS: WAC/IV/A/002; CMA/3/B | 2020-10-22
123 | Oppervlaktewater*3 | acenafteen | GC-MS/MS: WAC/IV/A/002; CMA/3/B | Eau superficielle*3 | acénaphtène | GC-MS/MS: WAC/IV/A/002; CMA/3/B | 2020-10-22
123 | Oppervlaktewater*3 | acenaftyleen | GC-MS/MS: WAC/IV/A/002; CMA/3/B | Eau superficielle*3 | acénaphtylène | GC-MS/MS: WAC/IV/A/002; CMA/3/B | 2020-10-22
123 | Oppervlaktewater*3 | antraceen | GC-MS/MS: WAC/IV/A/002; CMA/3/B | Eau superficielle*3 | anthracène | GC-MS/MS: WAC/IV/A/002; CMA/3/B | 2020-10-22
123 | Oppervlaktewater*3 | benzo(a)antraceen | GC-MS/MS: WAC/IV/A/002; CMA/3/B | Eau superficielle*3 | benzo(a)anthracène | GC-MS/MS: WAC/IV/A/002; CMA/3/B | 2020-10-22
123 | Oppervlaktewater*3 | benzo(a)pyreen | GC-MS/MS: WAC/IV/A/002; CMA/3/B | Eau superficielle*3 | benzo(a)pyrène | GC-MS/MS: WAC/IV/A/002; CMA/3/B | 2020-10-22
123 | Oppervlaktewater*3 | benzo(b)fluoranteen | GC-MS/MS: WAC/IV/A/002; CMA/3/B | Eau superficielle*3 | benzo(b)fluoranthène | GC-MS/MS: WAC/IV/A/002; CMA/3/B | 2020-10-22
123 | Oppervlaktewater*3 | benzo(g,h,i)peryleen | GC-MS/MS: WAC/IV/A/002; CMA/3/B | Eau superficielle*3 | benzo(g,h,i)pérylène | GC-MS/MS: WAC/IV/A/002; CMA/3/B | 2020-10-22
123 | Oppervlaktewater*3 | benzo(k)fluoranteen | GC-MS/MS: WAC/IV/A/002; CMA/3/B | Eau superficielle*3 | benzo(k)fluoranthène | GC-MS/MS: WAC/IV/A/002; CMA/3/B | 2020-10-22
123 | Oppervlaktewater*3 | chryseen | GC-MS/MS: WAC/IV/A/002; CMA/3/B | Eau superficielle*3 | chrysène | GC-MS/MS: WAC/IV/A/002; CMA/3/B | 2020-10-22
123 | Oppervlaktewater*3 | dibenzo(a,h)antraceen | GC-MS/MS: WAC/IV/A/002; CMA/3/B | Eau superficielle*3 | dibenzo(a,h)anthracène | GC-MS/MS: WAC/IV/A/002; CMA/3/B | 2020-10-22
123 | Oppervlaktewater*3 | fenantreen | GC-MS/MS: WAC/IV/A/002; CMA/3/B | Eau superficielle*3 | phénanthrène | GC-MS/MS: WAC/IV/A/002; CMA/3/B | 2020-10-22
123 | Oppervlaktewater*3 | fluoranteen | GC-MS/MS: WAC/IV/A/002; CMA/3/B | Eau superficielle*3 | fluoranthène | GC-MS/MS: WAC/IV/A/002; CMA/3/B | 2020-10-22
123 | Oppervlaktewater*3 | fluoreen | GC-MS/MS: WAC/IV/A/002; CMA/3/B | Eau superficielle*3 | fluorène | GC-MS/MS: WAC/IV/A/002; CMA/3/B | 2020-10-22
123 | Oppervlaktewater*3 | indeno(1,2,3-cd)pyreen | GC-MS/MS: WAC/IV/A/002; CMA/3/B | Eau superficielle*3 | indéno(1,2,3-cd)pyrène | GC-MS/MS: WAC/IV/A/002; CMA/3/B | 2020-10-22
123 | Oppervlaktewater*3 | naftaleen | GC-MS/MS: WAC/IV/A/002; CMA/3/B | Eau superficielle*3 | naphtalène | GC-MS/MS: WAC/IV/A/002; CMA/3/B | 2020-10-22
123 | Oppervlaktewater*3 | pyreen | GC-MS/MS: WAC/IV/A/002; CMA/3/B | Eau superficielle*3 | pyrène | GC-MS/MS: WAC/IV/A/002; CMA/3/B | 2020-10-22
170 | Bodem | As (Arseen) | Aqua Regia ontsluiting: NEN 6961; Meting met ICP-AES: ISO 11885; CMA/2/I/B.1 | Sol | As (Arsène) | Digestion Aqua Regia: NEN 6961; Analyse par ICP-AES : ISO 11885; CMA/2/I/B.1 | 2019-03-22
170 | Bodem | Cd (Cadmium) | Aqua Regia ontsluiting: NEN 6961; Meting met ICP-AES: ISO 11885; CMA/2/I/B.1 | Sol | Cd (Cadmium) | Digestion Aqua Regia: NEN 6961; Analyse par ICP-AES : ISO 11885; CMA/2/I/B.1 | 2019-03-22
170 | Bodem | Cr (Chroom) | Aqua Regia ontsluiting: NEN 6961; Meting met ICP-AES: ISO 11885; CMA/2/I/B.1 | Sol | Cr (Chrome) | Digestion Aqua Regia: NEN 6961; Analyse par ICP-AES : ISO 11885; CMA/2/I/B.1 | 2019-03-22
170 | Bodem | Cu (Koper) | Aqua Regia ontsluiting: NEN 6961; Meting met ICP-AES: ISO 11885; CMA/2/I/B.1 | Sol | Cu (Cuivre) | Digestion Aqua Regia: NEN 6961; Analyse par ICP-AES : ISO 11885; CMA/2/I/B.1 | 2019-03-22
170 | Bodem | Ni (Nikkel) | Aqua Regia ontsluiting: NEN 6961; Meting met ICP-AES: ISO 11885; CMA/2/I/B.1 | Sol | Ni (Nickel) | Digestion Aqua Regia: NEN 6961; Analyse par ICP-AES : ISO 11885; CMA/2/I/B.1 | 2019-03-22
170 | Bodem | Pb (Lood) | Aqua Regia ontsluiting: NEN 6961; Meting met ICP-AES: ISO 11885; CMA/2/I/B.1 | Sol | Pb (Plomb) | Digestion Aqua Regia: NEN 6961; Analyse par ICP-AES : ISO 11885; CMA/2/I/B.1 | 2019-03-22
170 | Bodem | Zn (Zink) | Aqua Regia ontsluiting: NEN 6961; Meting met ICP-AES: ISO 11885; CMA/2/I/B.1 | Sol | Zn (Zinc) | Digestion Aqua Regia: NEN 6961; Analyse par ICP-AES : ISO 11885; CMA/2/I/B.1 | 2019-03-22
211 | Drijfmest/vloeibare mest en vloeibare mestverwerkings-producten (niet stapelbaar) | P (totale fosfor) | Monstervoorbereiding: NEN 7432 Meting met ICP: ISO 11885 BAM deel 3/04 | Lisier / engrais organiques liquides et produits (liquides) de traitement | Phosphore total (P) | Préparation d’échantillons : NEN 7432 Analyse par ICP : ISO 11885 BAM partie 3/04 | 2019-03-22
226 | Gewas | Nitraat- + nitrietstikstof | EN 12014-7; meting met continuous flow | Plante | Nitrate- + nitrite-N | EN 12014-7; analyse par continuous flow | 2019-03-22
233 | Meststoffen | B (Boor) oplosbaar in mineraal zuur (HCl) | EG verordening nr 2003/2003(§) - ICP, methode 9.1 aanmaak extract | Engrais | B (Bor) | Règlement CE n ° 2003/2003 (§) - ICP, méthode 9.1 préparation de l'extrait | 2025-06-06
233 | Meststoffen | Cu (Koper) oplosbaar in mineraal zuur (HCl) | EG verordening nr 2003/2003(§) - ICP, methode 9.1 aanmaak extract | Engrais | Cu (Cuivre) | Règlement CE n ° 2003/2003 (§) - ICP, méthode 9.1 préparation de l'extrait | 2025-06-06
233 | Meststoffen | Fe (Ijzer) oplosbaar in mineraal zuur (HCl) | EG verordening nr 2003/2003(§) - ICP, methode 9.1 aanmaak extract | Engrais | Fe (Fer) | Règlement CE n ° 2003/2003 (§) - ICP, méthode 9.1 préparation de l'extrait | 2025-06-06
233 | Meststoffen | Mn (Mangaan) oplosbaar in mineraal zuur (HCl) | EG verordening nr 2003/2003(§) - ICP, methode 9.1 aanmaak extract | Engrais | Mn (Manganèse) | Règlement CE n ° 2003/2003 (§) - ICP, méthode 9.1 préparation de l'extrait | 2025-06-06
247 | Anorganische meststoffen | totaal CaO oplosbaar in mineraal zuur (HCl) | ICP-AES; EN 15960 | Engrais anorganic | CaO total soluble dans l'acide minéral (HCl) | ICP-AES; EN 15960 | 2025-06-06
247 | Anorganische meststoffen | totaal MgOoplosbaar in mineraal zuur (HCl) | ICP-AES; EN 15960 | Engrais anorganic | MgO total soluble dans l'acide minéral (HCl) | ICP-AES; EN 15960 | 2025-06-06
247 | Anorganische meststoffen | totaal SO3 oplosbaar in mineraal zuur (HCl) | ICP-AES; EN 15960 | Engrais anorganic | SO3 total soluble dans l'acide minéral (HCl) | ICP-AES; EN 15960 | 2025-06-06
247 | Anorganische meststoffen | totaal Na2O oplosbaar in mineraal zuur (HCl) | ICP-AES; EN 15960 | Engrais anorganic | Na2O total soluble dans l'acide minéral (HCl) | ICP-AES; EN 15960 | 2025-06-06
247 | Anorganische meststoffen | totaal K2O oplosbaar in mineraal zuur (HCl) | ICP-AES; EN 15960 | Engrais anorganic | K2O total soluble dans l'acide minéral (HCl) | ICP-AES; EN 15960 | 2025-06-06
270 | Organo-minerale meststoffen, Anorganische meststoffen | P2O5 oplosbaar in water | ICP-AES; EN 15958 | Engrais organo-minéraux Engrais anorganic | P2O5 oplosbaar in water | ICP-AES; EN 15958 | 2025-06-06
271 | Bodem, Waterbodem | Acenafteen | GC-MS: CMA/3/B | Sol, Sédiments aquatiques | acénaphtène | GC-MS: CMA/3/B | 2020-10-22
271 | Bodem, Waterbodem | Acenaftyleen | GC-MS: CMA/3/B | Sol, Sédiments aquatiques | acénaphtylène | GC-MS: CMA/3/B | 2020-10-22
271 | Bodem, Waterbodem | Antraceen | GC-MS: CMA/3/B | Sol, Sédiments aquatiques | anthracène | GC-MS: CMA/3/B | 2020-10-22
271 | Bodem, Waterbodem | Benzo(a)antraceen | GC-MS: CMA/3/B | Sol, Sédiments aquatiques | benzo(a)anthracène | GC-MS: CMA/3/B | 2020-10-22
271 | Bodem, Waterbodem | Benzo(a)pyreen | GC-MS: CMA/3/B | Sol, Sédiments aquatiques | benzo(a)pyrène | GC-MS: CMA/3/B | 2020-10-22
271 | Bodem, Waterbodem | Benzo(b)fluoranteen | GC-MS: CMA/3/B | Sol, Sédiments aquatiques | benzo(b)fluoranthène | GC-MS: CMA/3/B | 2020-10-22
271 | Bodem, Waterbodem | Benzo(g,h,i)peryleen | GC-MS: CMA/3/B | Sol, Sédiments aquatiques | benzo(g,h,i)pérylène | GC-MS: CMA/3/B | 2020-10-22
271 | Bodem, Waterbodem | Benzo(k)fluoranteen | GC-MS: CMA/3/B | Sol, Sédiments aquatiques | benzo(k)fluoranthène | GC-MS: CMA/3/B | 2020-10-22
271 | Bodem, Waterbodem | Chryseen | GC-MS: CMA/3/B | Sol, Sédiments aquatiques | chrysène | GC-MS: CMA/3/B | 2020-10-22
271 | Bodem, Waterbodem | Dibenzo(a,h)antraceen | GC-MS: CMA/3/B | Sol, Sédiments aquatiques | dibenzo(a,h)anthracène | GC-MS: CMA/3/B | 2020-10-22
271 | Bodem, Waterbodem | Fenantreen | GC-MS: CMA/3/B | Sol, Sédiments aquatiques | fluoranthène | GC-MS: CMA/3/B | 2020-10-22
271 | Bodem, Waterbodem | Fluoranteen | GC-MS: CMA/3/B | Sol, Sédiments aquatiques | fluorène | GC-MS: CMA/3/B | 2020-10-22
271 | Bodem, Waterbodem | Fluoreen | GC-MS: CMA/3/B | Sol, Sédiments aquatiques | indéno(1,2,3-cd)pyrène | GC-MS: CMA/3/B | 2020-10-22
271 | Bodem, Waterbodem | Indeno(1,2,3-cd)pyreen | GC-MS: CMA/3/B | Sol, Sédiments aquatiques | naphtalène | GC-MS: CMA/3/B | 2020-10-22
271 | Bodem, Waterbodem | Naftaleen | GC-MS: CMA/3/B | Sol, Sédiments aquatiques | phénanthrène | GC-MS: CMA/3/B | 2020-10-22
271 | Bodem, Waterbodem | Pyreen | GC-MS: CMA/3/B | Sol, Sédiments aquatiques | pyrène | GC-MS: CMA/3/B | 2020-10-22
323 | Bodem, Waterbodem | As (Arseen) | Ontsluiting met HCl/HNO3/HBF4: CMA/2/II/A.3 Meting met ICP-AES: ISO 11885; CMA/2/I/B.1 | Sol, Sédiments aquatiques | As (Arsène) | Digestion avec HCl/HNO3/HBF4: CMA/2/II/A.3 Analyse par ICP-AES: ISO 11885; CMA/2/I/B.1 | 2019-03-22
323 | Bodem, Waterbodem | Cd (Cadmium) | Ontsluiting met HCl/HNO3/HBF4: CMA/2/II/A.3 Meting met ICP-AES: ISO 11885; CMA/2/I/B.1 | Sol, Sédiments aquatiques | Cd (Cadmium) | Digestion avec HCl/HNO3/HBF4: CMA/2/II/A.3 Analyse par ICP-AES: ISO 11885; CMA/2/I/B.1 | 2019-03-22
323 | Bodem, Waterbodem | Cr (Chroom) | Ontsluiting met HCl/HNO3/HBF4: CMA/2/II/A.3 Meting met ICP-AES: ISO 11885; CMA/2/I/B.1 | Sol, Sédiments aquatiques | Cr (Chrome) | Digestion avec HCl/HNO3/HBF4: CMA/2/II/A.3 Analyse par ICP-AES: ISO 11885; CMA/2/I/B.1 | 2019-03-22
323 | Bodem, Waterbodem | Cu (Koper) | Ontsluiting met HCl/HNO3/HBF4: CMA/2/II/A.3 Meting met ICP-AES: ISO 11885; CMA/2/I/B.1 | Sol, Sédiments aquatiques | Cu (Cuivre) | Digestion avec HCl/HNO3/HBF4: CMA/2/II/A.3 Analyse par ICP-AES: ISO 11885; CMA/2/I/B.1 | 2019-03-22
323 | Bodem, Waterbodem | Ni (Nikkel) | Ontsluiting met HCl/HNO3/HBF4: CMA/2/II/A.3 Meting met ICP-AES: ISO 11885; CMA/2/I/B.1 | Sol, Sédiments aquatiques | Ni (Nickel) | Digestion avec HCl/HNO3/HBF4: CMA/2/II/A.3 Analyse par ICP-AES: ISO 11885; CMA/2/I/B.1 | 2019-03-22
323 | Bodem, Waterbodem | Pb (Lood) | Ontsluiting met HCl/HNO3/HBF4: CMA/2/II/A.3 Meting met ICP-AES: ISO 11885; CMA/2/I/B.1 | Sol, Sédiments aquatiques | Pb (Plomb) | Digestion avec HCl/HNO3/HBF4: CMA/2/II/A.3 Analyse par ICP-AES: ISO 11885; CMA/2/I/B.1 | 2019-03-22
323 | Bodem, Waterbodem | Zn (Zink) | Ontsluiting met HCl/HNO3/HBF4: CMA/2/II/A.3 Meting met ICP-AES: ISO 11885; CMA/2/I/B.1 | Sol, Sédiments aquatiques | Zn (Zink) | Digestion avec HCl/HNO3/HBF4: CMA/2/II/A.3 Analyse par ICP-AES: ISO 11885; CMA/2/I/B.1 | 2019-03-22
329 | Vaste mest | P (totale fosfor) | Monstervoorbereiding: NEN 7431 Meting met ICP: ISO 11885 BAM deel 4/04 | Fumier solide | Phosphore total (P) | Préparation d’échantillons: NEN 7431 Analyse par ICP : ISO 11885 BAM partie 4/04 | 2019-03-22
338 | Diervoeder | Vochtgehalte – Droge stof | Verordening (EG) nr. 152/2009; BAM deel 2/03 | Fourrage | Teneur en eau - Matières sèches | Règlement (EG) nr. 152/2009; BAM partie 2/03 | 2019-03-22
338 | Gewas | Vochtgehalte – Droge stof | eigen methode (uitvoering volgens verordening (EG) nr. 152/2009; BAM deel 2/03) | Plante | Teneur en eau - Matières sèches | Méthode propre (exécuté selon règlement (EG) nr. 152/2009; BAM partie 2/03) | 2019-03-22
349 | Diervoeder | Kjeldahl-N - Ruw eiwit | 93/28/EEG (*) ; BAM deel 2/05 | Fourrage | Kjeldahl-N - teneurs en protéines | 93/28/EEG(*); BAM partie 2/05 | 2019-03-22
349 | Gewas | Kjeldahl-N - Ruw eiwit | eigen methode (uitvoering volgens 93/28/EEG (*) ; BAM deel 2/05) | Plante | Kjeldahl-N - teneurs en protéines | Méthode propre (exécuté selon 93/28/EEG(*); BAM partie 2/05) | 2019-03-22
358 | Bodemverbeterende middelen | Totaal P2O5 in koningswater | Extractie: EN 13650; Meting met ICP-AES: ISO 11885 | Amendements du sol | P2O5 total dans aqua regia | Extraction: EN 13650 ; Analyse par ICP-AES : ISO 11885 | 2022-10-03
358 | Bodemverbeterende middelen | Totaal K2O in koningswater | Extractie: EN 13650; Meting met ICP-AES: ISO 11885 | Amendements du sol | K2O total dans aqua regia | Extraction: EN 13650 ; Analyse par ICP-AES : ISO 11885 | 2025-07-02
358 | Bodemverbeterende middelen | Totaal MgO in koningswater | Extractie: EN 13650; Meting met ICP-AES: ISO 11885 | Amendements du sol | MgO total dans aqua regia | Extraction: EN 13650 ; Analyse par ICP-AES : ISO 11885 | 2025-07-02
358 | Bodemverbeterende middelen | Totaal CaO in koningswater | Extractie: EN 13650; Meting met ICP-AES: ISO 11885 | Amendements du sol | CaO total dans aqua regia | Extraction: EN 13650 ; Analyse par ICP-AES : ISO 11885 | 2025-07-02
358 | Bodemverbeterende middelen | Totaal Na2O in koningswater | Extractie: EN 13650; Meting met ICP-AES: ISO 11885 | Amendements du sol | Na2O total dans aqua regia | Extraction: EN 13650 ; Analyse par ICP-AES : ISO 11885 | 2025-07-02
358 | Bodemverbeterende middelen | Totaal SO3 in koningswater | Extractie: EN 13650; Meting met ICP-AES: ISO 11885 | Amendements du sol | SO3 total dans aqua regia | Extraction: EN 13650 ; Analyse par ICP-AES : ISO 11885 | 2025-07-02
360 | Organische meststoffen | Cd (Cadmium) | Aqua Regia destructie: EN13650; EN16964 Meting met ICP-AES: ISO 11885 | engrais organiques | Cd (Cadmium) | CMA/2/IV/19; CMA/2/IV/6 Analyse par ICP-AES : ISO 11885;CMA/2/I/B.1 | 2022-10-03
360 | Organische meststoffen | Cr (Chroom) | Aqua Regia destructie: EN13650; EN16964 Meting met ICP-AES: ISO 11885 | engrais organiques | Cr (Chrome) | CMA/2/IV/19; CMA/2/IV/6 Analyse par ICP-AES : ISO 11885;CMA/2/I/B.1 | 2022-10-03
360 | Organische meststoffen | Cu (Koper) | Aqua Regia destructie: EN13650; EN16964 Meting met ICP-AES: ISO 11885 | engrais organiques | Cu (Cuivre) | CMA/2/IV/19; CMA/2/IV/6 Analyse par ICP-AES : ISO 11885;CMA/2/I/B.1 | 2022-10-03
360 | Organische meststoffen | Ni (Nikkel) | Aqua Regia destructie: EN13650; EN16964 Meting met ICP-AES: ISO 11885 | engrais organiques | Ni (Nickel) | CMA/2/IV/19; CMA/2/IV/6 Analyse par ICP-AES : ISO 11885;CMA/2/I/B.1 | 2022-10-03
360 | Organische meststoffen | Pb (Lood) | Aqua Regia destructie: EN13650; EN16964 Meting met ICP-AES: ISO 11885 | engrais organiques | Pb (Plomb) | CMA/2/IV/19; CMA/2/IV/6 Analyse par ICP-AES : ISO 11885;CMA/2/I/B.1 | 2022-10-03
360 | Organische meststoffen | Zn (Zink) | Aqua Regia destructie: EN13650; EN16964 Meting met ICP-AES: ISO 11885 | engrais organiques | Zn (Zinc) | CMA/2/IV/19; CMA/2/IV/6 Analyse par ICP-AES : ISO 11885;CMA/2/I/B.1 | 2022-10-03
360 | Organo-minerale meststoffen | Cd (Cadmium) | Aqua Regia destructie: EN13650; EN16964 Meting met ICP-AES: ISO 11885 | engrais organo-minéraux | Cd (Cadmium) | CMA/2/IV/19; CMA/2/IV/6 Analyse par ICP-AES : ISO 11885;CMA/2/I/B.1 | 2022-10-03
360 | Organo-minerale meststoffen | Cr (Chroom) | Aqua Regia destructie: EN13650; EN16964 Meting met ICP-AES: ISO 11885 | engrais organo-minéraux | Cr (Chrome) | CMA/2/IV/19; CMA/2/IV/6 Analyse par ICP-AES : ISO 11885;CMA/2/I/B.1 | 2022-10-03
360 | Organo-minerale meststoffen | Cu (Koper) | Aqua Regia destructie: EN13650; EN16964 Meting met ICP-AES: ISO 11885 | engrais organo-minéraux | Cu (Cuivre) | CMA/2/IV/19; CMA/2/IV/6 Analyse par ICP-AES : ISO 11885;CMA/2/I/B.1 | 2022-10-03
360 | Organo-minerale meststoffen | Ni (Nikkel) | Aqua Regia destructie: EN13650; EN16964 Meting met ICP-AES: ISO 11885 | engrais organo-minéraux | Ni (Nickel) | CMA/2/IV/19; CMA/2/IV/6 Analyse par ICP-AES : ISO 11885;CMA/2/I/B.1 | 2022-10-03
360 | Organo-minerale meststoffen | Pb (Lood) | Aqua Regia destructie: EN13650; EN16964 Meting met ICP-AES: ISO 11885 | engrais organo-minéraux | Pb (Plomb) | CMA/2/IV/19; CMA/2/IV/6 Analyse par ICP-AES : ISO 11885;CMA/2/I/B.1 | 2022-10-03
360 | Organo-minerale meststoffen | Zn (Zink) | Aqua Regia destructie: EN13650; EN16964 Meting met ICP-AES: ISO 11885 | engrais organo-minéraux | Zn (Zinc) | CMA/2/IV/19; CMA/2/IV/6 Analyse par ICP-AES : ISO 11885;CMA/2/I/B.1 | 2022-10-03
360 | Bodemverbeterende middelen | As (Arseen) | CMA/2/IV/19; CMA/2/IV/6 Meting met ICP-AES: ISO 11885; CMA/2/I/B.1 | Amendements du sol | As (Arsène) | CMA/2/IV/19; CMA/2/IV/6 Analyse par ICP-AES : ISO 11885;CMA/2/I/B.1 | 2019-03-22
360 | Bodemverbeterende middelen | Cd (Cadmium) | CMA/2/IV/19; CMA/2/IV/6;EN13650;EN16964 Meting met ICP-AES: ISO 11885;CMA/2/I/B.1 | Amendements du sol | Cd (Cadmium) | CMA/2/IV/19; CMA/2/IV/6 Analyse par ICP-AES : ISO 11885;CMA/2/I/B.1 | 2019-03-22
360 | Bodemverbeterende middelen | Cr (Chroom) | CMA/2/IV/19; CMA/2/IV/6; EN13650;EN16964 Meting met ICP-AES: ISO 11885;CMA/2/I/B.1 | Amendements du sol | Cr (Chrome) | CMA/2/IV/19; CMA/2/IV/6 Analyse par ICP-AES : ISO 11885;CMA/2/I/B.1 | 2019-03-22
360 | Bodemverbeterende middelen | Cu (Koper) | CMA/2/IV/19; CMA/2/IV/6; EN13650;EN16964 Meting met ICP-AES: ISO 11885;CMA/2/I/B.1 | Amendements du sol | Cu (Cuivre) | CMA/2/IV/19; CMA/2/IV/6 Analyse par ICP-AES : ISO 11885;CMA/2/I/B.1 | 2019-03-22
360 | Bodemverbeterende middelen | Ni (Nikkel) | CMA/2/IV/19; CMA/2/IV/6; EN13650;EN16964 Meting met ICP-AES: ISO 11885;CMA/2/I/B.1 | Amendements du sol | Ni (Nickel) | CMA/2/IV/19; CMA/2/IV/6 Analyse par ICP-AES : ISO 11885;CMA/2/I/B.1 | 2019-03-22
360 | Bodemverbeterende middelen | Pb (Lood) | CMA/2/IV/19; CMA/2/IV/6; EN13650;EN16964 Meting met ICP-AES: ISO 11885;CMA/2/I/B.1 | Amendements du sol | Pb (Plomb) | CMA/2/IV/19; CMA/2/IV/6 Analyse par ICP-AES : ISO 11885;CMA/2/I/B.1 | 2019-03-22
360 | Bodemverbeterende middelen | Zn (Zink) | CMA/2/IV/19; CMA/2/IV/6; EN13650;EN16964 Meting met ICP-AES: ISO 11885;CMA/2/I/B.1 | Amendements du sol | Zn (Zinc) | CMA/2/IV/19; CMA/2/IV/6 Analyse par ICP-AES : ISO 11885;CMA/2/I/B.1 | 2019-03-22
360 | Kalkmeststoffen | Cd (Cadmium) | Aqua Regia destructie: EN13650; EN16964 Meting met ICP-AES: ISO 11885 | l'engrais à base de chaux | Cd (Cadmium) | CMA/2/IV/19; CMA/2/IV/6 Analyse par ICP-AES : ISO 11885;CMA/2/I/B.1 | 2022-10-03
360 | Kalkmeststoffen | Cr (Chroom) | Aqua Regia destructie: EN13650; EN16964 Meting met ICP-AES: ISO 11885 | l'engrais à base de chaux | Cr (Chrome) | CMA/2/IV/19; CMA/2/IV/6 Analyse par ICP-AES : ISO 11885;CMA/2/I/B.1 | 2022-10-03
360 | Kalkmeststoffen | Ni (Nikkel) | Aqua Regia destructie: EN13650; EN16964 Meting met ICP-AES: ISO 11885 | l'engrais à base de chaux | Ni (Nickel) | CMA/2/IV/19; CMA/2/IV/6 Analyse par ICP-AES : ISO 11885;CMA/2/I/B.1 | 2022-10-03
360 | Kalkmeststoffen | Pb (Lood) | Aqua Regia destructie: EN13650; EN16964 Meting met ICP-AES: ISO 11885 | l'engrais à base de chaux | Pb (Plomb) | CMA/2/IV/19; CMA/2/IV/6 Analyse par ICP-AES : ISO 11885;CMA/2/I/B.1 | 2022-10-03
360 | Groeimedia | Cd (Cadmium) | Aqua Regia destructie: EN13650; EN16964 Meting met ICP-AES: ISO 11885 | support de culture | Cd (Cadmium) | CMA/2/IV/19; CMA/2/IV/6 Analyse par ICP-AES : ISO 11885;CMA/2/I/B.1 | 2022-10-03
360 | Groeimedia | Cr (Chroom) | Aqua Regia destructie: EN13650; EN16964 Meting met ICP-AES: ISO 11885 | support de culture | Cr (Chrome) | CMA/2/IV/19; CMA/2/IV/6 Analyse par ICP-AES : ISO 11885;CMA/2/I/B.1 | 2022-10-03
360 | Groeimedia | Cu (Koper) | Aqua Regia destructie: EN13650; EN16964 Meting met ICP-AES: ISO 11885 | support de culture | Cu (Cuivre) | CMA/2/IV/19; CMA/2/IV/6 Analyse par ICP-AES : ISO 11885;CMA/2/I/B.1 | 2022-10-03
360 | Groeimedia | Ni (Nikkel) | Aqua Regia destructie: EN13650; EN16964 Meting met ICP-AES: ISO 11885 | support de culture | Ni (Nickel) | CMA/2/IV/19; CMA/2/IV/6 Analyse par ICP-AES : ISO 11885;CMA/2/I/B.1 | 2022-10-03
360 | Groeimedia | Pb (Lood) | Aqua Regia destructie: EN13650; EN16964 Meting met ICP-AES: ISO 11885 | support de culture | Pb (Plomb) | CMA/2/IV/19; CMA/2/IV/6 Analyse par ICP-AES : ISO 11885;CMA/2/I/B.1 | 2022-10-03
360 | Groeimedia | Zn (Zink) | Aqua Regia destructie: EN13650; EN16964 Meting met ICP-AES: ISO 11885 | support de culture | Zn (Zinc) | CMA/2/IV/19; CMA/2/IV/6 Analyse par ICP-AES : ISO 11885;CMA/2/I/B.1 | 2022-10-03
360 | Planten bio-stimulantia | Cd (Cadmium) | Aqua Regia destructie: EN13650; EN16964 Meting met ICP-AES: ISO 11885 | biostimulants végétaux | Cd (Cadmium) | CMA/2/IV/19; CMA/2/IV/6 Analyse par ICP-AES : ISO 11885;CMA/2/I/B.1 | 2022-10-03
360 | Planten bio-stimulantia | Cr (Chroom) | Aqua Regia destructie: EN13650; EN16964 Meting met ICP-AES: ISO 11885 | biostimulants végétaux | Cr (Chrome) | CMA/2/IV/19; CMA/2/IV/6 Analyse par ICP-AES : ISO 11885;CMA/2/I/B.1 | 2022-10-03
360 | Planten bio-stimulantia | Cu (Koper) | Aqua Regia destructie: EN13650; EN16964 Meting met ICP-AES: ISO 11885 | biostimulants végétaux | Cu (Cuivre) | CMA/2/IV/19; CMA/2/IV/6 Analyse par ICP-AES : ISO 11885;CMA/2/I/B.1 | 2022-10-03
360 | Planten bio-stimulantia | Ni (Nikkel) | Aqua Regia destructie: EN13650; EN16964 Meting met ICP-AES: ISO 11885 | biostimulants végétaux | Ni (Nickel) | CMA/2/IV/19; CMA/2/IV/6 Analyse par ICP-AES : ISO 11885;CMA/2/I/B.1 | 2019-03-22
360 | Planten bio-stimulantia | Pb (Lood) | Aqua Regia destructie: EN13650; EN16964 Meting met ICP-AES: ISO 11885 | biostimulants végétaux | Pb (Plomb) | CMA/2/IV/19; CMA/2/IV/6 Analyse par ICP-AES : ISO 11885;CMA/2/I/B.1 | 2019-03-22
360 | Planten bio-stimulantia | Zn (Zink) | Aqua Regia destructie: EN13650; EN16964 Meting met ICP-AES: ISO 11885 | biostimulants végétaux | Zn (Zinc) | CMA/2/IV/19; CMA/2/IV/6 Analyse par ICP-AES : ISO 11885;CMA/2/I/B.1 | 2019-03-22
376 | Bodem | Ca (Calcium) (Ca-AL) | BDB-methode afgeleid van Egnér, Riehm, Domingo Meting met ICP-AES: ISO 11885; CMA/2/I/B.1 | Sol | Ca (Calcium) (Ca-AL) | Méthode propre dérivé de Egnér, Riehm, Domingo Analyse par ICP-AES : ISO 11885; CMA/2/I/B.1 | 2019-03-22
376 | Bodem | K (Kalium) (K-AL) | BDB-methode afgeleid van Egnér, Riehm, Domingo Meting met ICP-AES: ISO 11885; CMA/2/I/B.1 | Sol | K (Potassium) (K-AL) | Méthode propre dérivé de Egnér, Riehm, Domingo Analyse par ICP-AES : ISO 11885; CMA/2/I/B.1 | 2019-03-22
376 | Bodem | Mg (Magnesium) (Mg-AL) | BDB-methode afgeleid van Egnér, Riehm, Domingo Meting met ICP-AES: ISO 11885; CMA/2/I/B.1 | Sol | Mg (Magnésium) (Mg-AL) | Méthode propre dérivé de Egnér, Riehm, Domingo Analyse par ICP-AES : ISO 11885; CMA/2/I/B.1 | 2019-03-22
376 | Bodem | Na (Natrium) (Na-AL) | BDB-methode afgeleid van Egnér, Riehm, Domingo Meting met ICP-AES: ISO 11885; CMA/2/I/B.1 | Sol | Na (Sodium) (Na-AL) | Méthode propre dérivé de Egnér, Riehm, Domingo Analyse par ICP-AES : ISO 11885; CMA/2/I/B.1 | 2019-03-22
376 | Bodem | P (Fosfor) (P-AL) | BDB-methode afgeleid van Egnér, Riehm, Domingo Meting met ICP-AES: ISO 11885; CMA/2/I/B.1 Specifiek voor P: extractie en meting conform BAM deel 1/11 | Sol | P (Phosphore) (P-AL) | Méthode propre dérivé de Egnér, Riehm, Domingo Analyse par ICP-AES : ISO 11885; CMA/2/I/B.1 Pour P: extraction et analyse conforme BAM partie 1/11 | 2019-03-22
402 | Afvalwater*1 | 1,1,1,2-tetrachloorethaan | Headspace GC-MS: WAC/IV/A/016; CMA/3/E | Eau résiduaire*1 | 1,1- dichloroéthane | Headspace GC-MS: WAC/IV/A/016; CMA/3/E | 2019-03-22
402 | Afvalwater*1 | 1,1,1-trichloorethaan | Headspace GC-MS: WAC/IV/A/016; CMA/3/E | Eau résiduaire*1 | 1,1,1,2-tetrachloroéthane | Headspace GC-MS: WAC/IV/A/016; CMA/3/E | 2019-03-22
402 | Afvalwater*1 | 1,1,2,2-tetrachloorethaan | Headspace GC-MS: WAC/IV/A/016; CMA/3/E | Eau résiduaire*1 | 1,1,1-trichloroéthane | Headspace GC-MS: WAC/IV/A/016; CMA/3/E | 2019-03-22
402 | Afvalwater*1 | 1,1,2-trichloorethaan | Headspace GC-MS: WAC/IV/A/016; CMA/3/E | Eau résiduaire*1 | 1,1,2- trichloroéthane | Headspace GC-MS: WAC/IV/A/016; CMA/3/E | 2019-03-22
402 | Afvalwater*1 | 1,1-dichloorethaan | Headspace GC-MS: WAC/IV/A/016; CMA/3/E | Eau résiduaire*1 | 1,1,2,2-tetrachloroéthane | Headspace GC-MS: WAC/IV/A/016; CMA/3/E | 2019-03-22
402 | Afvalwater*1 | 1,1-dichlooretheen | Headspace GC-MS: WAC/IV/A/016; CMA/3/E | Eau résiduaire*1 | 1,1-dichloroéthène | Headspace GC-MS: WAC/IV/A/016; CMA/3/E | 2019-03-22
402 | Afvalwater*1 | 1,1-dichloorpropeen | Headspace GC-MS: WAC/IV/A/016; CMA/3/E | Eau résiduaire*1 | 1,1-dichloropropène | Headspace GC-MS: WAC/IV/A/016; CMA/3/E | 2019-03-22
402 | Afvalwater*1 | 1,2,3-trichloorbenzeen | Headspace GC-MS: WAC/IV/A/016; CMA/3/E | Eau résiduaire*1 | 1,2- dichloroéthane | Headspace GC-MS: WAC/IV/A/016; CMA/3/E | 2019-03-22
402 | Afvalwater*1 | 1,2,3-trichloorpropaan | Headspace GC-MS: WAC/IV/A/016; CMA/3/E | Eau résiduaire*1 | 1,2- dichloroéthène (trans) | Headspace GC-MS: WAC/IV/A/016; CMA/3/E | 2019-03-22
402 | Afvalwater*1 | 1,2,3-trimethylbenzeen | Headspace GC-MS: WAC/IV/A/016; CMA/3/E | Eau résiduaire*1 | 1,2,3-trichlorobenzène | Headspace GC-MS: WAC/IV/A/016; CMA/3/E | 2019-03-22
402 | Afvalwater*1 | 1,2,4-trichloorbenzeen | Headspace GC-MS: WAC/IV/A/016; CMA/3/E | Eau résiduaire*1 | 1,2,3-trichloropropane | Headspace GC-MS: WAC/IV/A/016; CMA/3/E | 2019-03-22
402 | Afvalwater*1 | 1,2,4-trimethylbenzeen | Headspace GC-MS: WAC/IV/A/016; CMA/3/E | Eau résiduaire*1 | 1,2,3-triméthylbenzène | Headspace GC-MS: WAC/IV/A/016; CMA/3/E | 2019-03-22
402 | Afvalwater*1 | 1,2-dibroom-3-chloorpropaan | Headspace GC-MS: WAC/IV/A/016; CMA/3/E | Eau résiduaire*1 | 1,2,4- trichlorobenzène | Headspace GC-MS: WAC/IV/A/016; CMA/3/E | 2019-03-22
402 | Afvalwater*1 | 1,2-dibroomethaan | Headspace GC-MS: WAC/IV/A/016; CMA/3/E | Eau résiduaire*1 | 1,2,4-triméthylbenzène | Headspace GC-MS: WAC/IV/A/016; CMA/3/E | 2019-03-22
402 | Afvalwater*1 | 1,2-dichloorbenzeen | Headspace GC-MS: WAC/IV/A/016; CMA/3/E | Eau résiduaire*1 | 1,2-dibromo-3-chloropropane | Headspace GC-MS: WAC/IV/A/016; CMA/3/E | 2019-03-22
402 | Afvalwater*1 | 1,2-dichloorethaan | Headspace GC-MS: WAC/IV/A/016; CMA/3/E | Eau résiduaire*1 | 1,2-dibromoéthane | Headspace GC-MS: WAC/IV/A/016; CMA/3/E | 2019-03-22
402 | Afvalwater*1 | 1,2-dichlooretheen (cis) | Headspace GC-MS: WAC/IV/A/016; CMA/3/E | Eau résiduaire*1 | 1,2-dichlorobenzène | Headspace GC-MS: WAC/IV/A/016; CMA/3/E | 2019-03-22
402 | Afvalwater*1 | 1,2-dichlooretheen (trans) | Headspace GC-MS: WAC/IV/A/016; CMA/3/E | Eau résiduaire*1 | 1,2-dichloroéthène (cis) | Headspace GC-MS: WAC/IV/A/016; CMA/3/E | 2019-03-22
402 | Afvalwater*1 | 1,2-dichloorpropaan | Headspace GC-MS: WAC/IV/A/016; CMA/3/E | Eau résiduaire*1 | 1,2-dichloropropane | Headspace GC-MS: WAC/IV/A/016; CMA/3/E | 2019-03-22
402 | Afvalwater*1 | 1,3,5-trichloorbenzeen | Headspace GC-MS: WAC/IV/A/016; CMA/3/E | Eau résiduaire*1 | 1,3- dichlorobenzène | Headspace GC-MS: WAC/IV/A/016; CMA/3/E | 2019-03-22
402 | Afvalwater*1 | 1,3,5-trimethylbenzeen | Headspace GC-MS: WAC/IV/A/016; CMA/3/E | Eau résiduaire*1 | 1,3,5- triméthylbenzène | Headspace GC-MS: WAC/IV/A/016; CMA/3/E | 2019-03-22
402 | Afvalwater*1 | 1,3-dichloorbenzeen | Headspace GC-MS: WAC/IV/A/016; CMA/3/E | Eau résiduaire*1 | 1,3,5-trichlorobenzène | Headspace GC-MS: WAC/IV/A/016; CMA/3/E | 2019-03-22
402 | Afvalwater*1 | 1,3-dichloorpropaan | Headspace GC-MS: WAC/IV/A/016; CMA/3/E | Eau résiduaire*1 | 1,3-dichloropropane | Headspace GC-MS: WAC/IV/A/016; CMA/3/E | 2019-03-22
402 | Afvalwater*1 | 1,3-dichloorpropeen,cis | Headspace GC-MS: WAC/IV/A/016; CMA/3/E | Eau résiduaire*1 | 1,3-dichloropropène,cis | Headspace GC-MS: WAC/IV/A/016; CMA/3/E | 2019-03-22
402 | Afvalwater*1 | 1,3-dichloorpropeen,trans | Headspace GC-MS: WAC/IV/A/016; CMA/3/E | Eau résiduaire*1 | 1,3-dichloropropène,trans | Headspace GC-MS: WAC/IV/A/016; CMA/3/E | 2019-03-22
402 | Afvalwater*1 | 1,4-dichloorbenzeen | Headspace GC-MS: WAC/IV/A/016; CMA/3/E | Eau résiduaire*1 | 1,4- dichlorobenzène | Headspace GC-MS: WAC/IV/A/016; CMA/3/E | 2019-03-22
402 | Afvalwater*1 | 2,2-dichloorpropaan | Headspace GC-MS: WAC/IV/A/016; CMA/3/E | Eau résiduaire*1 | 2,2-dichloropropane | Headspace GC-MS: WAC/IV/A/016; CMA/3/E | 2019-03-22
402 | Afvalwater*1 | 2-chloortolueen | Headspace GC-MS: WAC/IV/A/016; CMA/3/E | Eau résiduaire*1 | 2-chlorotoluène | Headspace GC-MS: WAC/IV/A/016; CMA/3/E | 2019-03-22
402 | Afvalwater*1 | 4-chloortolueen | Headspace GC-MS: WAC/IV/A/016; CMA/3/E | Eau résiduaire*1 | 4-chlorotoluène | Headspace GC-MS: WAC/IV/A/016; CMA/3/E | 2019-03-22
402 | Afvalwater*1 | benzeen | Headspace GC-MS: WAC/IV/A/016; CMA/3/E | Eau résiduaire*1 | benzène | Headspace GC-MS: WAC/IV/A/016; CMA/3/E | 2019-03-22
402 | Afvalwater*1 | bromochloormethaan | Headspace GC-MS: WAC/IV/A/016; CMA/3/E | Eau résiduaire*1 | bromobenzène | Headspace GC-MS: WAC/IV/A/016; CMA/3/E | 2019-03-22
402 | Afvalwater*1 | bromoform | Headspace GC-MS: WAC/IV/A/016; CMA/3/E | Eau résiduaire*1 | bromochlorométhane | Headspace GC-MS: WAC/IV/A/016; CMA/3/E | 2019-03-22
402 | Afvalwater*1 | broombenzeen | Headspace GC-MS: WAC/IV/A/016; CMA/3/E | Eau résiduaire*1 | bromodichlorométhane | Headspace GC-MS: WAC/IV/A/016; CMA/3/E | 2019-03-22
402 | Afvalwater*1 | broomdichloormethaan | Headspace GC-MS: WAC/IV/A/016; CMA/3/E | Eau résiduaire*1 | bromoforme | Headspace GC-MS: WAC/IV/A/016; CMA/3/E | 2019-03-22
402 | Afvalwater*1 | chloorbenzeen | Headspace GC-MS: WAC/IV/A/016; CMA/3/E | Eau résiduaire*1 | chlorobenzène | Headspace GC-MS: WAC/IV/A/016; CMA/3/E | 2019-03-22
402 | Afvalwater*1 | chloroform (trichloormethaan) | Headspace GC-MS: WAC/IV/A/016; CMA/3/E | Eau résiduaire*1 | chloroformee (trichloroéthane) | Headspace GC-MS: WAC/IV/A/016; CMA/3/E | 2019-03-22
402 | Afvalwater*1 | dibroomchloormethaan | Headspace GC-MS: WAC/IV/A/016; CMA/3/E | Eau résiduaire*1 | dibromochlorométhane | Headspace GC-MS: WAC/IV/A/016; CMA/3/E | 2019-03-22
402 | Afvalwater*1 | dibroommethaan | Headspace GC-MS: WAC/IV/A/016; CMA/3/E | Eau résiduaire*1 | dibromométhane | Headspace GC-MS: WAC/IV/A/016; CMA/3/E | 2019-03-22
402 | Afvalwater*1 | dichloormethaan | Headspace GC-MS: WAC/IV/A/016; CMA/3/E | Eau résiduaire*1 | dichlorométhane | Headspace GC-MS: WAC/IV/A/016; CMA/3/E | 2019-03-22
402 | Afvalwater*1 | ethylbenzeen | Headspace GC-MS: WAC/IV/A/016; CMA/3/E | Eau résiduaire*1 | ethylbenzène | Headspace GC-MS: WAC/IV/A/016; CMA/3/E | 2019-03-22
402 | Afvalwater*1 | heptaan | Headspace GC-MS: WAC/IV/A/016; CMA/3/E | Eau résiduaire*1 | heptane | Headspace GC-MS: WAC/IV/A/016; CMA/3/E | 2019-03-22
402 | Afvalwater*1 | hexaan | Headspace GC-MS: WAC/IV/A/016; CMA/3/E | Eau résiduaire*1 | hexachloorbutadiène | Headspace GC-MS: WAC/IV/A/016; CMA/3/E | 2019-03-22
402 | Afvalwater*1 | hexachloorbutadieen | Headspace GC-MS: WAC/IV/A/016; CMA/3/E | Eau résiduaire*1 | hexane | Headspace GC-MS: WAC/IV/A/016; CMA/3/E | 2019-03-22
402 | Afvalwater*1 | isopropylbenzeen | Headspace GC-MS: WAC/IV/A/016; CMA/3/E | Eau résiduaire*1 | isopropylbenzène | Headspace GC-MS: WAC/IV/A/016; CMA/3/E | 2019-03-22
402 | Afvalwater*1 | m+p-xyleen | Headspace GC-MS: WAC/IV/A/016; CMA/3/E | Eau résiduaire*1 | m+p-xylène | Headspace GC-MS: WAC/IV/A/016; CMA/3/E | 2019-03-22
402 | Afvalwater*1 | methyl tertiair butyl ether | Headspace GC-MS: WAC/IV/A/016; CMA/3/E | Eau résiduaire*1 | méthyl tertiair butyl éther | Headspace GC-MS: WAC/IV/A/016; CMA/3/E | 2019-03-22
402 | Afvalwater*1 | naftaleen | Headspace GC-MS: WAC/IV/A/016; CMA/3/E | Eau résiduaire*1 | naftalène | Headspace GC-MS: WAC/IV/A/016; CMA/3/E | 2019-03-22
402 | Afvalwater*1 | n-butylbenzeen | Headspace GC-MS: WAC/IV/A/016; CMA/3/E | Eau résiduaire*1 | n-butylbenzène | Headspace GC-MS: WAC/IV/A/016; CMA/3/E | 2019-03-22
402 | Afvalwater*1 | n-propylbenzeen | Headspace GC-MS: WAC/IV/A/016; CMA/3/E | Eau résiduaire*1 | n-propylbenzène | Headspace GC-MS: WAC/IV/A/016; CMA/3/E | 2019-03-22
402 | Afvalwater*1 | octaan | Headspace GC-MS: WAC/IV/A/016; CMA/3/E | Eau résiduaire*1 | octane | Headspace GC-MS: WAC/IV/A/016; CMA/3/E | 2019-03-22
402 | Afvalwater*1 | o-xyleen | Headspace GC-MS: WAC/IV/A/016; CMA/3/E | Eau résiduaire*1 | o-xylène | Headspace GC-MS: WAC/IV/A/016; CMA/3/E | 2019-03-22
402 | Afvalwater*1 | p-isopropyltolueen | Headspace GC-MS: WAC/IV/A/016; CMA/3/E | Eau résiduaire*1 | p-isopropyltoluène | Headspace GC-MS: WAC/IV/A/016; CMA/3/E | 2019-03-22
402 | Afvalwater*1 | sec-butylbenzeen | Headspace GC-MS: WAC/IV/A/016; CMA/3/E | Eau résiduaire*1 | sec-butylbenzène | Headspace GC-MS: WAC/IV/A/016; CMA/3/E | 2019-03-22
402 | Afvalwater*1 | styreen | Headspace GC-MS: WAC/IV/A/016; CMA/3/E | Eau résiduaire*1 | styrène | Headspace GC-MS: WAC/IV/A/016; CMA/3/E | 2019-03-22
402 | Afvalwater*1 | tert-butylbenzeen | Headspace GC-MS: WAC/IV/A/016; CMA/3/E | Eau résiduaire*1 | tert-butylbenzène | Headspace GC-MS: WAC/IV/A/016; CMA/3/E | 2019-03-22
402 | Afvalwater*1 | tetrachloorethyleen | Headspace GC-MS: WAC/IV/A/016; CMA/3/E | Eau résiduaire*1 | tétrachloroéthylène | Headspace GC-MS: WAC/IV/A/016; CMA/3/E | 2019-03-22
402 | Afvalwater*1 | tetrachloormethaan | Headspace GC-MS: WAC/IV/A/016; CMA/3/E | Eau résiduaire*1 | tétrachlorométhane | Headspace GC-MS: WAC/IV/A/016; CMA/3/E | 2019-03-22
402 | Afvalwater*1 | THF (tetrahydrofuran) | Headspace GC-MS: WAC/IV/A/016; CMA/3/E | Eau résiduaire*1 | THF (tetrahydrofurane) | Headspace GC-MS: WAC/IV/A/016; CMA/3/E | 2019-03-22
402 | Afvalwater*1 | tolueen | Headspace GC-MS: WAC/IV/A/016; CMA/3/E | Eau résiduaire*1 | toluène | Headspace GC-MS: WAC/IV/A/016; CMA/3/E | 2019-03-22
402 | Afvalwater*1 | trichloorethyleen | Headspace GC-MS: WAC/IV/A/016; CMA/3/E | Eau résiduaire*1 | trichloroéthylène | Headspace GC-MS: WAC/IV/A/016; CMA/3/E | 2019-03-22
402 | Afvalwater*1 | vinylchloride | Headspace GC-MS: WAC/IV/A/016; CMA/3/E | Eau résiduaire*1 | vinylchloride | Headspace GC-MS: WAC/IV/A/016; CMA/3/E | 2019-03-22
402 | Drinkwater*4 | 1,1,1,2-tetrachloorethaan | Headspace GC-MS: WAC/IV/A/016; CMA/3/E | Eau potable*4 | 1,1- dichloroéthane | Headspace GC-MS: WAC/IV/A/016; CMA/3/E | 2019-03-22
402 | Drinkwater*4 | 1,1,1-trichloorethaan | Headspace GC-MS: WAC/IV/A/016; CMA/3/E | Eau potable*4 | 1,1,1,2-tetrachloroéthane | Headspace GC-MS: WAC/IV/A/016; CMA/3/E | 2019-03-22
402 | Drinkwater*4 | 1,1,2,2-tetrachloorethaan | Headspace GC-MS: WAC/IV/A/016; CMA/3/E | Eau potable*4 | 1,1,1-trichloroéthane | Headspace GC-MS: WAC/IV/A/016; CMA/3/E | 2019-03-22
402 | Drinkwater*4 | 1,1,2-trichloorethaan | Headspace GC-MS: WAC/IV/A/016; CMA/3/E | Eau potable*4 | 1,1,2- trichloroéthane | Headspace GC-MS: WAC/IV/A/016; CMA/3/E | 2019-03-22
402 | Drinkwater*4 | 1,1-dichloorethaan | Headspace GC-MS: WAC/IV/A/016; CMA/3/E | Eau potable*4 | 1,1,2,2-tetrachloroéthane | Headspace GC-MS: WAC/IV/A/016; CMA/3/E | 2019-03-22
402 | Drinkwater*4 | 1,1-dichlooretheen | Headspace GC-MS: WAC/IV/A/016; CMA/3/E | Eau potable*4 | 1,1-dichloroéthène | Headspace GC-MS: WAC/IV/A/016; CMA/3/E | 2019-03-22
402 | Drinkwater*4 | 1,1-dichloorpropeen | Headspace GC-MS: WAC/IV/A/016; CMA/3/E | Eau potable*4 | 1,1-dichloropropène | Headspace GC-MS: WAC/IV/A/016; CMA/3/E | 2019-03-22
402 | Drinkwater*4 | 1,2,3-trichloorbenzeen | Headspace GC-MS: WAC/IV/A/016; CMA/3/E | Eau potable*4 | 1,2- dichloroéthane | Headspace GC-MS: WAC/IV/A/016; CMA/3/E | 2019-03-22
402 | Drinkwater*4 | 1,2,3-trichloorpropaan | Headspace GC-MS: WAC/IV/A/016; CMA/3/E | Eau potable*4 | 1,2- dichloroéthène (trans) | Headspace GC-MS: WAC/IV/A/016; CMA/3/E | 2019-03-22
402 | Drinkwater*4 | 1,2,3-trimethylbenzeen | Headspace GC-MS: WAC/IV/A/016; CMA/3/E | Eau potable*4 | 1,2,3-trichlorobenzène | Headspace GC-MS: WAC/IV/A/016; CMA/3/E | 2019-03-22
402 | Drinkwater*4 | 1,2,4-trichloorbenzeen | Headspace GC-MS: WAC/IV/A/016; CMA/3/E | Eau potable*4 | 1,2,3-trichloropropane | Headspace GC-MS: WAC/IV/A/016; CMA/3/E | 2019-03-22
402 | Drinkwater*4 | 1,2,4-trimethylbenzeen | Headspace GC-MS: WAC/IV/A/016; CMA/3/E | Eau potable*4 | 1,2,3-triméthylbenzène | Headspace GC-MS: WAC/IV/A/016; CMA/3/E | 2019-03-22
402 | Drinkwater*4 | 1,2-dibroom-3-chloorpropaan | Headspace GC-MS: WAC/IV/A/016; CMA/3/E | Eau potable*4 | 1,2,4- trichlorobenzène | Headspace GC-MS: WAC/IV/A/016; CMA/3/E | 2019-03-22
402 | Drinkwater*4 | 1,2-dibroomethaan | Headspace GC-MS: WAC/IV/A/016; CMA/3/E | Eau potable*4 | 1,2,4-triméthylbenzène | Headspace GC-MS: WAC/IV/A/016; CMA/3/E | 2019-03-22
402 | Drinkwater*4 | 1,2-dichloorbenzeen | Headspace GC-MS: WAC/IV/A/016; CMA/3/E | Eau potable*4 | 1,2-dibromo-3-chloropropane | Headspace GC-MS: WAC/IV/A/016; CMA/3/E | 2019-03-22
402 | Drinkwater*4 | 1,2-dichloorethaan | Headspace GC-MS: WAC/IV/A/016; CMA/3/E | Eau potable*4 | 1,2-dibromoéthane | Headspace GC-MS: WAC/IV/A/016; CMA/3/E | 2019-03-22
402 | Drinkwater*4 | 1,2-dichlooretheen (cis) | Headspace GC-MS: WAC/IV/A/016; CMA/3/E | Eau potable*4 | 1,2-dichlorobenzène | Headspace GC-MS: WAC/IV/A/016; CMA/3/E | 2019-03-22
402 | Drinkwater*4 | 1,2-dichlooretheen (trans) | Headspace GC-MS: WAC/IV/A/016; CMA/3/E | Eau potable*4 | 1,2-dichloroéthène (cis) | Headspace GC-MS: WAC/IV/A/016; CMA/3/E | 2019-03-22
402 | Drinkwater*4 | 1,2-dichloorpropaan | Headspace GC-MS: WAC/IV/A/016; CMA/3/E | Eau potable*4 | 1,2-dichloropropane | Headspace GC-MS: WAC/IV/A/016; CMA/3/E | 2019-03-22
402 | Drinkwater*4 | 1,3,5-trichloorbenzeen | Headspace GC-MS: WAC/IV/A/016; CMA/3/E | Eau potable*4 | 1,3- dichlorobenzène | Headspace GC-MS: WAC/IV/A/016; CMA/3/E | 2019-03-22
402 | Drinkwater*4 | 1,3,5-trimethylbenzeen | Headspace GC-MS: WAC/IV/A/016; CMA/3/E | Eau potable*4 | 1,3,5- triméthylbenzène | Headspace GC-MS: WAC/IV/A/016; CMA/3/E | 2019-03-22
402 | Drinkwater*4 | 1,3-dichloorbenzeen | Headspace GC-MS: WAC/IV/A/016; CMA/3/E | Eau potable*4 | 1,3,5-trichlorobenzène | Headspace GC-MS: WAC/IV/A/016; CMA/3/E | 2019-03-22
402 | Drinkwater*4 | 1,3-dichloorpropaan | Headspace GC-MS: WAC/IV/A/016; CMA/3/E | Eau potable*4 | 1,3-dichloropropane | Headspace GC-MS: WAC/IV/A/016; CMA/3/E | 2019-03-22
402 | Drinkwater*4 | 1,3-dichloorpropeen,cis | Headspace GC-MS: WAC/IV/A/016; CMA/3/E | Eau potable*4 | 1,3-dichloropropène,cis | Headspace GC-MS: WAC/IV/A/016; CMA/3/E | 2019-03-22
402 | Drinkwater*4 | 1,3-dichloorpropeen,trans | Headspace GC-MS: WAC/IV/A/016; CMA/3/E | Eau potable*4 | 1,3-dichloropropène,trans | Headspace GC-MS: WAC/IV/A/016; CMA/3/E | 2019-03-22
402 | Drinkwater*4 | 1,4-dichloorbenzeen | Headspace GC-MS: WAC/IV/A/016; CMA/3/E | Eau potable*4 | 1,4- dichlorobenzène | Headspace GC-MS: WAC/IV/A/016; CMA/3/E | 2019-03-22
402 | Drinkwater*4 | 2,2-dichloorpropaan | Headspace GC-MS: WAC/IV/A/016; CMA/3/E | Eau potable*4 | 2,2-dichloropropane | Headspace GC-MS: WAC/IV/A/016; CMA/3/E | 2019-03-22
402 | Drinkwater*4 | 2-chloortolueen | Headspace GC-MS: WAC/IV/A/016; CMA/3/E | Eau potable*4 | 2-chlorotoluène | Headspace GC-MS: WAC/IV/A/016; CMA/3/E | 2019-03-22
402 | Drinkwater*4 | 4-chloortolueen | Headspace GC-MS: WAC/IV/A/016; CMA/3/E | Eau potable*4 | 4-chlorotoluène | Headspace GC-MS: WAC/IV/A/016; CMA/3/E | 2019-03-22
402 | Drinkwater*4 | benzeen | Headspace GC-MS: WAC/IV/A/016; CMA/3/E | Eau potable*4 | benzène | Headspace GC-MS: WAC/IV/A/016; CMA/3/E | 2019-03-22
402 | Drinkwater*4 | bromochloormethaan | Headspace GC-MS: WAC/IV/A/016; CMA/3/E | Eau potable*4 | bromobenzène | Headspace GC-MS: WAC/IV/A/016; CMA/3/E | 2019-03-22
402 | Drinkwater*4 | bromoform | Headspace GC-MS: WAC/IV/A/016; CMA/3/E | Eau potable*4 | bromochlorométhane | Headspace GC-MS: WAC/IV/A/016; CMA/3/E | 2019-03-22
402 | Drinkwater*4 | broombenzeen | Headspace GC-MS: WAC/IV/A/016; CMA/3/E | Eau potable*4 | bromodichlorométhane | Headspace GC-MS: WAC/IV/A/016; CMA/3/E | 2019-03-22
402 | Drinkwater*4 | broomdichloormethaan | Headspace GC-MS: WAC/IV/A/016; CMA/3/E | Eau potable*4 | bromoforme | Headspace GC-MS: WAC/IV/A/016; CMA/3/E | 2019-03-22
402 | Drinkwater*4 | chloorbenzeen | Headspace GC-MS: WAC/IV/A/016; CMA/3/E | Eau potable*4 | chlorobenzène | Headspace GC-MS: WAC/IV/A/016; CMA/3/E | 2019-03-22
402 | Drinkwater*4 | chloroform (trichloormethaan) | Headspace GC-MS: WAC/IV/A/016; CMA/3/E | Eau potable*4 | chloroformee (trichloroéthane) | Headspace GC-MS: WAC/IV/A/016; CMA/3/E | 2019-03-22
402 | Drinkwater*4 | dibroomchloormethaan | Headspace GC-MS: WAC/IV/A/016; CMA/3/E | Eau potable*4 | dibromochlorométhane | Headspace GC-MS: WAC/IV/A/016; CMA/3/E | 2019-03-22
402 | Drinkwater*4 | dibroommethaan | Headspace GC-MS: WAC/IV/A/016; CMA/3/E | Eau potable*4 | dibromométhane | Headspace GC-MS: WAC/IV/A/016; CMA/3/E | 2019-03-22
402 | Drinkwater*4 | dichloormethaan | Headspace GC-MS: WAC/IV/A/016; CMA/3/E | Eau potable*4 | dichlorométhane | Headspace GC-MS: WAC/IV/A/016; CMA/3/E | 2019-03-22
402 | Drinkwater*4 | ethylbenzeen | Headspace GC-MS: WAC/IV/A/016; CMA/3/E | Eau potable*4 | ethylbenzène | Headspace GC-MS: WAC/IV/A/016; CMA/3/E | 2019-03-22
402 | Drinkwater*4 | heptaan | Headspace GC-MS: WAC/IV/A/016; CMA/3/E | Eau potable*4 | heptane | Headspace GC-MS: WAC/IV/A/016; CMA/3/E | 2019-03-22
402 | Drinkwater*4 | hexaan | Headspace GC-MS: WAC/IV/A/016; CMA/3/E | Eau potable*4 | hexachloorbutadiène | Headspace GC-MS: WAC/IV/A/016; CMA/3/E | 2019-03-22
402 | Drinkwater*4 | hexachloorbutadieen | Headspace GC-MS: WAC/IV/A/016; CMA/3/E | Eau potable*4 | hexane | Headspace GC-MS: WAC/IV/A/016; CMA/3/E | 2019-03-22
402 | Drinkwater*4 | isopropylbenzeen | Headspace GC-MS: WAC/IV/A/016; CMA/3/E | Eau potable*4 | isopropylbenzène | Headspace GC-MS: WAC/IV/A/016; CMA/3/E | 2019-03-22
402 | Drinkwater*4 | m+p-xyleen | Headspace GC-MS: WAC/IV/A/016; CMA/3/E | Eau potable*4 | m+p-xylène | Headspace GC-MS: WAC/IV/A/016; CMA/3/E | 2019-03-22
402 | Drinkwater*4 | methyl tertiair butyl ether | Headspace GC-MS: WAC/IV/A/016; CMA/3/E | Eau potable*4 | méthyl tertiair butyl éther | Headspace GC-MS: WAC/IV/A/016; CMA/3/E | 2019-03-22
402 | Drinkwater*4 | naftaleen | Headspace GC-MS: WAC/IV/A/016; CMA/3/E | Eau potable*4 | naftalène | Headspace GC-MS: WAC/IV/A/016; CMA/3/E | 2019-03-22
402 | Drinkwater*4 | n-butylbenzeen | Headspace GC-MS: WAC/IV/A/016; CMA/3/E | Eau potable*4 | n-butylbenzène | Headspace GC-MS: WAC/IV/A/016; CMA/3/E | 2019-03-22
402 | Drinkwater*4 | n-propylbenzeen | Headspace GC-MS: WAC/IV/A/016; CMA/3/E | Eau potable*4 | n-propylbenzène | Headspace GC-MS: WAC/IV/A/016; CMA/3/E | 2019-03-22
402 | Drinkwater*4 | octaan | Headspace GC-MS: WAC/IV/A/016; CMA/3/E | Eau potable*4 | octane | Headspace GC-MS: WAC/IV/A/016; CMA/3/E | 2019-03-22
402 | Drinkwater*4 | o-xyleen | Headspace GC-MS: WAC/IV/A/016; CMA/3/E | Eau potable*4 | o-xylène | Headspace GC-MS: WAC/IV/A/016; CMA/3/E | 2019-03-22
402 | Drinkwater*4 | p-isopropyltolueen | Headspace GC-MS: WAC/IV/A/016; CMA/3/E | Eau potable*4 | p-isopropyltoluène | Headspace GC-MS: WAC/IV/A/016; CMA/3/E | 2019-03-22
402 | Drinkwater*4 | sec-butylbenzeen | Headspace GC-MS: WAC/IV/A/016; CMA/3/E | Eau potable*4 | sec-butylbenzène | Headspace GC-MS: WAC/IV/A/016; CMA/3/E | 2019-03-22
402 | Drinkwater*4 | styreen | Headspace GC-MS: WAC/IV/A/016; CMA/3/E | Eau potable*4 | styrène | Headspace GC-MS: WAC/IV/A/016; CMA/3/E | 2019-03-22
402 | Drinkwater*4 | tert-butylbenzeen | Headspace GC-MS: WAC/IV/A/016; CMA/3/E | Eau potable*4 | tert-butylbenzène | Headspace GC-MS: WAC/IV/A/016; CMA/3/E | 2019-03-22
402 | Drinkwater*4 | tetrachloorethyleen | Headspace GC-MS: WAC/IV/A/016; CMA/3/E | Eau potable*4 | tétrachloroéthylène | Headspace GC-MS: WAC/IV/A/016; CMA/3/E | 2019-03-22
402 | Drinkwater*4 | tetrachloormethaan | Headspace GC-MS: WAC/IV/A/016; CMA/3/E | Eau potable*4 | tétrachlorométhane | Headspace GC-MS: WAC/IV/A/016; CMA/3/E | 2019-03-22
402 | Drinkwater*4 | THF (tetrahydrofuran) | Headspace GC-MS: WAC/IV/A/016; CMA/3/E | Eau potable*4 | THF (tetrahydrofurane) | Headspace GC-MS: WAC/IV/A/016; CMA/3/E | 2019-03-22
402 | Drinkwater*4 | tolueen | Headspace GC-MS: WAC/IV/A/016; CMA/3/E | Eau potable*4 | toluène | Headspace GC-MS: WAC/IV/A/016; CMA/3/E | 2019-03-22
402 | Drinkwater*4 | trichloorethyleen | Headspace GC-MS: WAC/IV/A/016; CMA/3/E | Eau potable*4 | trichloroéthylène | Headspace GC-MS: WAC/IV/A/016; CMA/3/E | 2019-03-22
402 | Drinkwater*4 | vinylchloride | Headspace GC-MS: WAC/IV/A/016; CMA/3/E | Eau potable*4 | vinylchloride | Headspace GC-MS: WAC/IV/A/016; CMA/3/E | 2019-03-22
402 | Grondwater*2 | 1,1,1,2-tetrachloorethaan | Headspace GC-MS: WAC/IV/A/016; CMA/3/E | Eau souterraine*2 | 1,1- dichloroéthane | Headspace GC-MS: WAC/IV/A/016; CMA/3/E | 2019-03-22
402 | Grondwater*2 | 1,1,1-trichloorethaan | Headspace GC-MS: WAC/IV/A/016; CMA/3/E | Eau souterraine*2 | 1,1,1,2-tetrachloroéthane | Headspace GC-MS: WAC/IV/A/016; CMA/3/E | 2019-03-22
402 | Grondwater*2 | 1,1,2,2-tetrachloorethaan | Headspace GC-MS: WAC/IV/A/016; CMA/3/E | Eau souterraine*2 | 1,1,1-trichloroéthane | Headspace GC-MS: WAC/IV/A/016; CMA/3/E | 2019-03-22
402 | Grondwater*2 | 1,1,2-trichloorethaan | Headspace GC-MS: WAC/IV/A/016; CMA/3/E | Eau souterraine*2 | 1,1,2- trichloroéthane | Headspace GC-MS: WAC/IV/A/016; CMA/3/E | 2019-03-22
402 | Grondwater*2 | 1,1-dichloorethaan | Headspace GC-MS: WAC/IV/A/016; CMA/3/E | Eau souterraine*2 | 1,1,2,2-tetrachloroéthane | Headspace GC-MS: WAC/IV/A/016; CMA/3/E | 2019-03-22
402 | Grondwater*2 | 1,1-dichlooretheen | Headspace GC-MS: WAC/IV/A/016; CMA/3/E | Eau souterraine*2 | 1,1-dichloroéthène | Headspace GC-MS: WAC/IV/A/016; CMA/3/E | 2019-03-22
402 | Grondwater*2 | 1,1-dichloorpropeen | Headspace GC-MS: WAC/IV/A/016; CMA/3/E | Eau souterraine*2 | 1,1-dichloropropène | Headspace GC-MS: WAC/IV/A/016; CMA/3/E | 2019-03-22
402 | Grondwater*2 | 1,2,3-trichloorbenzeen | Headspace GC-MS: WAC/IV/A/016; CMA/3/E | Eau souterraine*2 | 1,2- dichloroéthane | Headspace GC-MS: WAC/IV/A/016; CMA/3/E | 2019-03-22
402 | Grondwater*2 | 1,2,3-trichloorpropaan | Headspace GC-MS: WAC/IV/A/016; CMA/3/E | Eau souterraine*2 | 1,2- dichloroéthène (trans) | Headspace GC-MS: WAC/IV/A/016; CMA/3/E | 2019-03-22
402 | Grondwater*2 | 1,2,3-trimethylbenzeen | Headspace GC-MS: WAC/IV/A/016; CMA/3/E | Eau souterraine*2 | 1,2,3-trichlorobenzène | Headspace GC-MS: WAC/IV/A/016; CMA/3/E | 2019-03-22
402 | Grondwater*2 | 1,2,4-trichloorbenzeen | Headspace GC-MS: WAC/IV/A/016; CMA/3/E | Eau souterraine*2 | 1,2,3-trichloropropane | Headspace GC-MS: WAC/IV/A/016; CMA/3/E | 2019-03-22
402 | Grondwater*2 | 1,2,4-trimethylbenzeen | Headspace GC-MS: WAC/IV/A/016; CMA/3/E | Eau souterraine*2 | 1,2,3-triméthylbenzène | Headspace GC-MS: WAC/IV/A/016; CMA/3/E | 2019-03-22
402 | Grondwater*2 | 1,2-dibroom-3-chloorpropaan | Headspace GC-MS: WAC/IV/A/016; CMA/3/E | Eau souterraine*2 | 1,2,4- trichlorobenzène | Headspace GC-MS: WAC/IV/A/016; CMA/3/E | 2019-03-22
402 | Grondwater*2 | 1,2-dibroomethaan | Headspace GC-MS: WAC/IV/A/016; CMA/3/E | Eau souterraine*2 | 1,2,4-triméthylbenzène | Headspace GC-MS: WAC/IV/A/016; CMA/3/E | 2019-03-22
402 | Grondwater*2 | 1,2-dichloorbenzeen | Headspace GC-MS: WAC/IV/A/016; CMA/3/E | Eau souterraine*2 | 1,2-dibromo-3-chloropropane | Headspace GC-MS: WAC/IV/A/016; CMA/3/E | 2019-03-22
402 | Grondwater*2 | 1,2-dichloorethaan | Headspace GC-MS: WAC/IV/A/016; CMA/3/E | Eau souterraine*2 | 1,2-dibromoéthane | Headspace GC-MS: WAC/IV/A/016; CMA/3/E | 2019-03-22
402 | Grondwater*2 | 1,2-dichlooretheen (cis) | Headspace GC-MS: WAC/IV/A/016; CMA/3/E | Eau souterraine*2 | 1,2-dichlorobenzène | Headspace GC-MS: WAC/IV/A/016; CMA/3/E | 2019-03-22
402 | Grondwater*2 | 1,2-dichlooretheen (trans) | Headspace GC-MS: WAC/IV/A/016; CMA/3/E | Eau souterraine*2 | 1,2-dichloroéthène (cis) | Headspace GC-MS: WAC/IV/A/016; CMA/3/E | 2019-03-22
402 | Grondwater*2 | 1,2-dichloorpropaan | Headspace GC-MS: WAC/IV/A/016; CMA/3/E | Eau souterraine*2 | 1,2-dichloropropane | Headspace GC-MS: WAC/IV/A/016; CMA/3/E | 2019-03-22
402 | Grondwater*2 | 1,3,5-trichloorbenzeen | Headspace GC-MS: WAC/IV/A/016; CMA/3/E | Eau souterraine*2 | 1,3- dichlorobenzène | Headspace GC-MS: WAC/IV/A/016; CMA/3/E | 2019-03-22
402 | Grondwater*2 | 1,3,5-trimethylbenzeen | Headspace GC-MS: WAC/IV/A/016; CMA/3/E | Eau souterraine*2 | 1,3,5- triméthylbenzène | Headspace GC-MS: WAC/IV/A/016; CMA/3/E | 2019-03-22
402 | Grondwater*2 | 1,3-dichloorbenzeen | Headspace GC-MS: WAC/IV/A/016; CMA/3/E | Eau souterraine*2 | 1,3,5-trichlorobenzène | Headspace GC-MS: WAC/IV/A/016; CMA/3/E | 2019-03-22
402 | Grondwater*2 | 1,3-dichloorpropaan | Headspace GC-MS: WAC/IV/A/016; CMA/3/E | Eau souterraine*2 | 1,3-dichloropropane | Headspace GC-MS: WAC/IV/A/016; CMA/3/E | 2019-03-22
402 | Grondwater*2 | 1,3-dichloorpropeen,cis | Headspace GC-MS: WAC/IV/A/016; CMA/3/E | Eau souterraine*2 | 1,3-dichloropropène,cis | Headspace GC-MS: WAC/IV/A/016; CMA/3/E | 2019-03-22
402 | Grondwater*2 | 1,3-dichloorpropeen,trans | Headspace GC-MS: WAC/IV/A/016; CMA/3/E | Eau souterraine*2 | 1,3-dichloropropène,trans | Headspace GC-MS: WAC/IV/A/016; CMA/3/E | 2019-03-22
402 | Grondwater*2 | 1,4-dichloorbenzeen | Headspace GC-MS: WAC/IV/A/016; CMA/3/E | Eau souterraine*2 | 1,4- dichlorobenzène | Headspace GC-MS: WAC/IV/A/016; CMA/3/E | 2019-03-22
402 | Grondwater*2 | 2,2-dichloorpropaan | Headspace GC-MS: WAC/IV/A/016; CMA/3/E | Eau souterraine*2 | 2,2-dichloropropane | Headspace GC-MS: WAC/IV/A/016; CMA/3/E | 2019-03-22
402 | Grondwater*2 | 2-chloortolueen | Headspace GC-MS: WAC/IV/A/016; CMA/3/E | Eau souterraine*2 | 2-chlorotoluène | Headspace GC-MS: WAC/IV/A/016; CMA/3/E | 2019-03-22
402 | Grondwater*2 | 4-chloortolueen | Headspace GC-MS: WAC/IV/A/016; CMA/3/E | Eau souterraine*2 | 4-chlorotoluène | Headspace GC-MS: WAC/IV/A/016; CMA/3/E | 2019-03-22
402 | Grondwater*2 | benzeen | Headspace GC-MS: WAC/IV/A/016; CMA/3/E | Eau souterraine*2 | benzène | Headspace GC-MS: WAC/IV/A/016; CMA/3/E | 2019-03-22
402 | Grondwater*2 | bromochloormethaan | Headspace GC-MS: WAC/IV/A/016; CMA/3/E | Eau souterraine*2 | bromobenzène | Headspace GC-MS: WAC/IV/A/016; CMA/3/E | 2019-03-22
402 | Grondwater*2 | bromoform | Headspace GC-MS: WAC/IV/A/016; CMA/3/E | Eau souterraine*2 | bromochlorométhane | Headspace GC-MS: WAC/IV/A/016; CMA/3/E | 2019-03-22
402 | Grondwater*2 | broombenzeen | Headspace GC-MS: WAC/IV/A/016; CMA/3/E | Eau souterraine*2 | bromodichlorométhane | Headspace GC-MS: WAC/IV/A/016; CMA/3/E | 2019-03-22
402 | Grondwater*2 | broomdichloormethaan | Headspace GC-MS: WAC/IV/A/016; CMA/3/E | Eau souterraine*2 | bromoforme | Headspace GC-MS: WAC/IV/A/016; CMA/3/E | 2019-03-22
402 | Grondwater*2 | chloorbenzeen | Headspace GC-MS: WAC/IV/A/016; CMA/3/E | Eau souterraine*2 | chlorobenzène | Headspace GC-MS: WAC/IV/A/016; CMA/3/E | 2019-03-22
402 | Grondwater*2 | chloroform (trichloormethaan) | Headspace GC-MS: WAC/IV/A/016; CMA/3/E | Eau souterraine*2 | chloroformee (trichloroéthane) | Headspace GC-MS: WAC/IV/A/016; CMA/3/E | 2019-03-22
402 | Grondwater*2 | dibroomchloormethaan | Headspace GC-MS: WAC/IV/A/016; CMA/3/E | Eau souterraine*2 | dibromochlorométhane | Headspace GC-MS: WAC/IV/A/016; CMA/3/E | 2019-03-22
402 | Grondwater*2 | dibroommethaan | Headspace GC-MS: WAC/IV/A/016; CMA/3/E | Eau souterraine*2 | dibromométhane | Headspace GC-MS: WAC/IV/A/016; CMA/3/E | 2019-03-22
402 | Grondwater*2 | dichloormethaan | Headspace GC-MS: WAC/IV/A/016; CMA/3/E | Eau souterraine*2 | dichlorométhane | Headspace GC-MS: WAC/IV/A/016; CMA/3/E | 2019-03-22
402 | Grondwater*2 | ethylbenzeen | Headspace GC-MS: WAC/IV/A/016; CMA/3/E | Eau souterraine*2 | ethylbenzène | Headspace GC-MS: WAC/IV/A/016; CMA/3/E | 2019-03-22
402 | Grondwater*2 | heptaan | Headspace GC-MS: WAC/IV/A/016; CMA/3/E | Eau souterraine*2 | heptane | Headspace GC-MS: WAC/IV/A/016; CMA/3/E | 2019-03-22
402 | Grondwater*2 | hexaan | Headspace GC-MS: WAC/IV/A/016; CMA/3/E | Eau souterraine*2 | hexachloorbutadiène | Headspace GC-MS: WAC/IV/A/016; CMA/3/E | 2019-03-22
402 | Grondwater*2 | hexachloorbutadieen | Headspace GC-MS: WAC/IV/A/016; CMA/3/E | Eau souterraine*2 | hexane | Headspace GC-MS: WAC/IV/A/016; CMA/3/E | 2019-03-22
402 | Grondwater*2 | isopropylbenzeen | Headspace GC-MS: WAC/IV/A/016; CMA/3/E | Eau souterraine*2 | isopropylbenzène | Headspace GC-MS: WAC/IV/A/016; CMA/3/E | 2019-03-22
402 | Grondwater*2 | m+p-xyleen | Headspace GC-MS: WAC/IV/A/016; CMA/3/E | Eau souterraine*2 | m+p-xylène | Headspace GC-MS: WAC/IV/A/016; CMA/3/E | 2019-03-22
402 | Grondwater*2 | methyl tertiair butyl ether | Headspace GC-MS: WAC/IV/A/016; CMA/3/E | Eau souterraine*2 | méthyl tertiair butyl éther | Headspace GC-MS: WAC/IV/A/016; CMA/3/E | 2019-03-22
402 | Grondwater*2 | naftaleen | Headspace GC-MS: WAC/IV/A/016; CMA/3/E | Eau souterraine*2 | naftalène | Headspace GC-MS: WAC/IV/A/016; CMA/3/E | 2019-03-22
402 | Grondwater*2 | n-butylbenzeen | Headspace GC-MS: WAC/IV/A/016; CMA/3/E | Eau souterraine*2 | n-butylbenzène | Headspace GC-MS: WAC/IV/A/016; CMA/3/E | 2019-03-22
402 | Grondwater*2 | n-propylbenzeen | Headspace GC-MS: WAC/IV/A/016; CMA/3/E | Eau souterraine*2 | n-propylbenzène | Headspace GC-MS: WAC/IV/A/016; CMA/3/E | 2019-03-22
402 | Grondwater*2 | octaan | Headspace GC-MS: WAC/IV/A/016; CMA/3/E | Eau souterraine*2 | octane | Headspace GC-MS: WAC/IV/A/016; CMA/3/E | 2019-03-22
402 | Grondwater*2 | o-xyleen | Headspace GC-MS: WAC/IV/A/016; CMA/3/E | Eau souterraine*2 | o-xylène | Headspace GC-MS: WAC/IV/A/016; CMA/3/E | 2019-03-22
402 | Grondwater*2 | p-isopropyltolueen | Headspace GC-MS: WAC/IV/A/016; CMA/3/E | Eau souterraine*2 | p-isopropyltoluène | Headspace GC-MS: WAC/IV/A/016; CMA/3/E | 2019-03-22
402 | Grondwater*2 | sec-butylbenzeen | Headspace GC-MS: WAC/IV/A/016; CMA/3/E | Eau souterraine*2 | sec-butylbenzène | Headspace GC-MS: WAC/IV/A/016; CMA/3/E | 2019-03-22
402 | Grondwater*2 | styreen | Headspace GC-MS: WAC/IV/A/016; CMA/3/E | Eau souterraine*2 | styrène | Headspace GC-MS: WAC/IV/A/016; CMA/3/E | 2019-03-22
402 | Grondwater*2 | tert-butylbenzeen | Headspace GC-MS: WAC/IV/A/016; CMA/3/E | Eau souterraine*2 | tert-butylbenzène | Headspace GC-MS: WAC/IV/A/016; CMA/3/E | 2019-03-22
402 | Grondwater*2 | tetrachloorethyleen | Headspace GC-MS: WAC/IV/A/016; CMA/3/E | Eau souterraine*2 | tétrachloroéthylène | Headspace GC-MS: WAC/IV/A/016; CMA/3/E | 2019-03-22
402 | Grondwater*2 | tetrachloormethaan | Headspace GC-MS: WAC/IV/A/016; CMA/3/E | Eau souterraine*2 | tétrachlorométhane | Headspace GC-MS: WAC/IV/A/016; CMA/3/E | 2019-03-22
402 | Grondwater*2 | THF (tetrahydrofuran) | Headspace GC-MS: WAC/IV/A/016; CMA/3/E | Eau souterraine*2 | THF (tetrahydrofurane) | Headspace GC-MS: WAC/IV/A/016; CMA/3/E | 2019-03-22
402 | Grondwater*2 | tolueen | Headspace GC-MS: WAC/IV/A/016; CMA/3/E | Eau souterraine*2 | toluène | Headspace GC-MS: WAC/IV/A/016; CMA/3/E | 2019-03-22
402 | Grondwater*2 | trichloorethyleen | Headspace GC-MS: WAC/IV/A/016; CMA/3/E | Eau souterraine*2 | trichloroéthylène | Headspace GC-MS: WAC/IV/A/016; CMA/3/E | 2019-03-22
402 | Grondwater*2 | vinylchloride | Headspace GC-MS: WAC/IV/A/016; CMA/3/E | Eau souterraine*2 | vinylchloride | Headspace GC-MS: WAC/IV/A/016; CMA/3/E | 2019-03-22
402 | Oppervlaktewater*3 | 1,1,1,2-tetrachloorethaan | Headspace GC-MS: WAC/IV/A/016; CMA/3/E | Eau superficielle*3 | 1,1- dichloroéthane | Headspace GC-MS: WAC/IV/A/016; CMA/3/E | 2019-03-22
402 | Oppervlaktewater*3 | 1,1,1-trichloorethaan | Headspace GC-MS: WAC/IV/A/016; CMA/3/E | Eau superficielle*3 | 1,1,1,2-tetrachloroéthane | Headspace GC-MS: WAC/IV/A/016; CMA/3/E | 2019-03-22
402 | Oppervlaktewater*3 | 1,1,2,2-tetrachloorethaan | Headspace GC-MS: WAC/IV/A/016; CMA/3/E | Eau superficielle*3 | 1,1,1-trichloroéthane | Headspace GC-MS: WAC/IV/A/016; CMA/3/E | 2019-03-22
402 | Oppervlaktewater*3 | 1,1,2-trichloorethaan | Headspace GC-MS: WAC/IV/A/016; CMA/3/E | Eau superficielle*3 | 1,1,2- trichloroéthane | Headspace GC-MS: WAC/IV/A/016; CMA/3/E | 2019-03-22
402 | Oppervlaktewater*3 | 1,1-dichloorethaan | Headspace GC-MS: WAC/IV/A/016; CMA/3/E | Eau superficielle*3 | 1,1,2,2-tetrachloroéthane | Headspace GC-MS: WAC/IV/A/016; CMA/3/E | 2019-03-22
402 | Oppervlaktewater*3 | 1,1-dichlooretheen | Headspace GC-MS: WAC/IV/A/016; CMA/3/E | Eau superficielle*3 | 1,1-dichloroéthène | Headspace GC-MS: WAC/IV/A/016; CMA/3/E | 2019-03-22
402 | Oppervlaktewater*3 | 1,1-dichloorpropeen | Headspace GC-MS: WAC/IV/A/016; CMA/3/E | Eau superficielle*3 | 1,1-dichloropropène | Headspace GC-MS: WAC/IV/A/016; CMA/3/E | 2019-03-22
402 | Oppervlaktewater*3 | 1,2,3-trichloorbenzeen | Headspace GC-MS: WAC/IV/A/016; CMA/3/E | Eau superficielle*3 | 1,2- dichloroéthane | Headspace GC-MS: WAC/IV/A/016; CMA/3/E | 2019-03-22
402 | Oppervlaktewater*3 | 1,2,3-trichloorpropaan | Headspace GC-MS: WAC/IV/A/016; CMA/3/E | Eau superficielle*3 | 1,2- dichloroéthène (trans) | Headspace GC-MS: WAC/IV/A/016; CMA/3/E | 2019-03-22
402 | Oppervlaktewater*3 | 1,2,3-trimethylbenzeen | Headspace GC-MS: WAC/IV/A/016; CMA/3/E | Eau superficielle*3 | 1,2,3-trichlorobenzène | Headspace GC-MS: WAC/IV/A/016; CMA/3/E | 2019-03-22
402 | Oppervlaktewater*3 | 1,2,4-trichloorbenzeen | Headspace GC-MS: WAC/IV/A/016; CMA/3/E | Eau superficielle*3 | 1,2,3-trichloropropane | Headspace GC-MS: WAC/IV/A/016; CMA/3/E | 2019-03-22
402 | Oppervlaktewater*3 | 1,2,4-trimethylbenzeen | Headspace GC-MS: WAC/IV/A/016; CMA/3/E | Eau superficielle*3 | 1,2,3-triméthylbenzène | Headspace GC-MS: WAC/IV/A/016; CMA/3/E | 2019-03-22
402 | Oppervlaktewater*3 | 1,2-dibroom-3-chloorpropaan | Headspace GC-MS: WAC/IV/A/016; CMA/3/E | Eau superficielle*3 | 1,2,4- trichlorobenzène | Headspace GC-MS: WAC/IV/A/016; CMA/3/E | 2019-03-22
402 | Oppervlaktewater*3 | 1,2-dibroomethaan | Headspace GC-MS: WAC/IV/A/016; CMA/3/E | Eau superficielle*3 | 1,2,4-triméthylbenzène | Headspace GC-MS: WAC/IV/A/016; CMA/3/E | 2019-03-22
402 | Oppervlaktewater*3 | 1,2-dichloorbenzeen | Headspace GC-MS: WAC/IV/A/016; CMA/3/E | Eau superficielle*3 | 1,2-dibromo-3-chloropropane | Headspace GC-MS: WAC/IV/A/016; CMA/3/E | 2019-03-22
402 | Oppervlaktewater*3 | 1,2-dichloorethaan | Headspace GC-MS: WAC/IV/A/016; CMA/3/E | Eau superficielle*3 | 1,2-dibromoéthane | Headspace GC-MS: WAC/IV/A/016; CMA/3/E | 2019-03-22
402 | Oppervlaktewater*3 | 1,2-dichlooretheen (cis) | Headspace GC-MS: WAC/IV/A/016; CMA/3/E | Eau superficielle*3 | 1,2-dichlorobenzène | Headspace GC-MS: WAC/IV/A/016; CMA/3/E | 2019-03-22
402 | Oppervlaktewater*3 | 1,2-dichlooretheen (trans) | Headspace GC-MS: WAC/IV/A/016; CMA/3/E | Eau superficielle*3 | 1,2-dichloroéthène (cis) | Headspace GC-MS: WAC/IV/A/016; CMA/3/E | 2019-03-22
402 | Oppervlaktewater*3 | 1,2-dichloorpropaan | Headspace GC-MS: WAC/IV/A/016; CMA/3/E | Eau superficielle*3 | 1,2-dichloropropane | Headspace GC-MS: WAC/IV/A/016; CMA/3/E | 2019-03-22
402 | Oppervlaktewater*3 | 1,3,5-trichloorbenzeen | Headspace GC-MS: WAC/IV/A/016; CMA/3/E | Eau superficielle*3 | 1,3- dichlorobenzène | Headspace GC-MS: WAC/IV/A/016; CMA/3/E | 2019-03-22
402 | Oppervlaktewater*3 | 1,3,5-trimethylbenzeen | Headspace GC-MS: WAC/IV/A/016; CMA/3/E | Eau superficielle*3 | 1,3,5- triméthylbenzène | Headspace GC-MS: WAC/IV/A/016; CMA/3/E | 2019-03-22
402 | Oppervlaktewater*3 | 1,3-dichloorbenzeen | Headspace GC-MS: WAC/IV/A/016; CMA/3/E | Eau superficielle*3 | 1,3,5-trichlorobenzène | Headspace GC-MS: WAC/IV/A/016; CMA/3/E | 2019-03-22
402 | Oppervlaktewater*3 | 1,3-dichloorpropaan | Headspace GC-MS: WAC/IV/A/016; CMA/3/E | Eau superficielle*3 | 1,3-dichloropropane | Headspace GC-MS: WAC/IV/A/016; CMA/3/E | 2019-03-22
402 | Oppervlaktewater*3 | 1,3-dichloorpropeen,cis | Headspace GC-MS: WAC/IV/A/016; CMA/3/E | Eau superficielle*3 | 1,3-dichloropropène,cis | Headspace GC-MS: WAC/IV/A/016; CMA/3/E | 2019-03-22
402 | Oppervlaktewater*3 | 1,3-dichloorpropeen,trans | Headspace GC-MS: WAC/IV/A/016; CMA/3/E | Eau superficielle*3 | 1,3-dichloropropène,trans | Headspace GC-MS: WAC/IV/A/016; CMA/3/E | 2019-03-22
402 | Oppervlaktewater*3 | 1,4-dichloorbenzeen | Headspace GC-MS: WAC/IV/A/016; CMA/3/E | Eau superficielle*3 | 1,4- dichlorobenzène | Headspace GC-MS: WAC/IV/A/016; CMA/3/E | 2019-03-22
402 | Oppervlaktewater*3 | 2,2-dichloorpropaan | Headspace GC-MS: WAC/IV/A/016; CMA/3/E | Eau superficielle*3 | 2,2-dichloropropane | Headspace GC-MS: WAC/IV/A/016; CMA/3/E | 2019-03-22
402 | Oppervlaktewater*3 | 2-chloortolueen | Headspace GC-MS: WAC/IV/A/016; CMA/3/E | Eau superficielle*3 | 2-chlorotoluène | Headspace GC-MS: WAC/IV/A/016; CMA/3/E | 2019-03-22
402 | Oppervlaktewater*3 | 4-chloortolueen | Headspace GC-MS: WAC/IV/A/016; CMA/3/E | Eau superficielle*3 | 4-chlorotoluène | Headspace GC-MS: WAC/IV/A/016; CMA/3/E | 2019-03-22
402 | Oppervlaktewater*3 | benzeen | Headspace GC-MS: WAC/IV/A/016; CMA/3/E | Eau superficielle*3 | benzène | Headspace GC-MS: WAC/IV/A/016; CMA/3/E | 2019-03-22
402 | Oppervlaktewater*3 | bromochloormethaan | Headspace GC-MS: WAC/IV/A/016; CMA/3/E | Eau superficielle*3 | bromobenzène | Headspace GC-MS: WAC/IV/A/016; CMA/3/E | 2019-03-22
402 | Oppervlaktewater*3 | bromoform | Headspace GC-MS: WAC/IV/A/016; CMA/3/E | Eau superficielle*3 | bromochlorométhane | Headspace GC-MS: WAC/IV/A/016; CMA/3/E | 2019-03-22
402 | Oppervlaktewater*3 | broombenzeen | Headspace GC-MS: WAC/IV/A/016; CMA/3/E | Eau superficielle*3 | bromodichlorométhane | Headspace GC-MS: WAC/IV/A/016; CMA/3/E | 2019-03-22
402 | Oppervlaktewater*3 | broomdichloormethaan | Headspace GC-MS: WAC/IV/A/016; CMA/3/E | Eau superficielle*3 | bromoforme | Headspace GC-MS: WAC/IV/A/016; CMA/3/E | 2019-03-22
402 | Oppervlaktewater*3 | chloorbenzeen | Headspace GC-MS: WAC/IV/A/016; CMA/3/E | Eau superficielle*3 | chlorobenzène | Headspace GC-MS: WAC/IV/A/016; CMA/3/E | 2019-03-22
402 | Oppervlaktewater*3 | chloroform (trichloormethaan) | Headspace GC-MS: WAC/IV/A/016; CMA/3/E | Eau superficielle*3 | chloroformee (trichloroéthane) | Headspace GC-MS: WAC/IV/A/016; CMA/3/E | 2019-03-22
402 | Oppervlaktewater*3 | dibroomchloormethaan | Headspace GC-MS: WAC/IV/A/016; CMA/3/E | Eau superficielle*3 | dibromochlorométhane | Headspace GC-MS: WAC/IV/A/016; CMA/3/E | 2019-03-22
402 | Oppervlaktewater*3 | dibroommethaan | Headspace GC-MS: WAC/IV/A/016; CMA/3/E | Eau superficielle*3 | dibromométhane | Headspace GC-MS: WAC/IV/A/016; CMA/3/E | 2019-03-22
402 | Oppervlaktewater*3 | dichloormethaan | Headspace GC-MS: WAC/IV/A/016; CMA/3/E | Eau superficielle*3 | dichlorométhane | Headspace GC-MS: WAC/IV/A/016; CMA/3/E | 2019-03-22
402 | Oppervlaktewater*3 | ethylbenzeen | Headspace GC-MS: WAC/IV/A/016; CMA/3/E | Eau superficielle*3 | ethylbenzène | Headspace GC-MS: WAC/IV/A/016; CMA/3/E | 2019-03-22
402 | Oppervlaktewater*3 | heptaan | Headspace GC-MS: WAC/IV/A/016; CMA/3/E | Eau superficielle*3 | heptane | Headspace GC-MS: WAC/IV/A/016; CMA/3/E | 2019-03-22
402 | Oppervlaktewater*3 | hexaan | Headspace GC-MS: WAC/IV/A/016; CMA/3/E | Eau superficielle*3 | hexachloorbutadiène | Headspace GC-MS: WAC/IV/A/016; CMA/3/E | 2019-03-22
402 | Oppervlaktewater*3 | hexachloorbutadieen | Headspace GC-MS: WAC/IV/A/016; CMA/3/E | Eau superficielle*3 | hexane | Headspace GC-MS: WAC/IV/A/016; CMA/3/E | 2019-03-22
402 | Oppervlaktewater*3 | isopropylbenzeen | Headspace GC-MS: WAC/IV/A/016; CMA/3/E | Eau superficielle*3 | isopropylbenzène | Headspace GC-MS: WAC/IV/A/016; CMA/3/E | 2019-03-22
402 | Oppervlaktewater*3 | m+p-xyleen | Headspace GC-MS: WAC/IV/A/016; CMA/3/E | Eau superficielle*3 | m+p-xylène | Headspace GC-MS: WAC/IV/A/016; CMA/3/E | 2019-03-22
402 | Oppervlaktewater*3 | methyl tertiair butyl ether | Headspace GC-MS: WAC/IV/A/016; CMA/3/E | Eau superficielle*3 | méthyl tertiair butyl éther | Headspace GC-MS: WAC/IV/A/016; CMA/3/E | 2019-03-22
402 | Oppervlaktewater*3 | naftaleen | Headspace GC-MS: WAC/IV/A/016; CMA/3/E | Eau superficielle*3 | naftalène | Headspace GC-MS: WAC/IV/A/016; CMA/3/E | 2019-03-22
402 | Oppervlaktewater*3 | n-butylbenzeen | Headspace GC-MS: WAC/IV/A/016; CMA/3/E | Eau superficielle*3 | n-butylbenzène | Headspace GC-MS: WAC/IV/A/016; CMA/3/E | 2019-03-22
402 | Oppervlaktewater*3 | n-propylbenzeen | Headspace GC-MS: WAC/IV/A/016; CMA/3/E | Eau superficielle*3 | n-propylbenzène | Headspace GC-MS: WAC/IV/A/016; CMA/3/E | 2019-03-22
402 | Oppervlaktewater*3 | octaan | Headspace GC-MS: WAC/IV/A/016; CMA/3/E | Eau superficielle*3 | octane | Headspace GC-MS: WAC/IV/A/016; CMA/3/E | 2019-03-22
402 | Oppervlaktewater*3 | o-xyleen | Headspace GC-MS: WAC/IV/A/016; CMA/3/E | Eau superficielle*3 | o-xylène | Headspace GC-MS: WAC/IV/A/016; CMA/3/E | 2019-03-22
402 | Oppervlaktewater*3 | p-isopropyltolueen | Headspace GC-MS: WAC/IV/A/016; CMA/3/E | Eau superficielle*3 | p-isopropyltoluène | Headspace GC-MS: WAC/IV/A/016; CMA/3/E | 2019-03-22
402 | Oppervlaktewater*3 | sec-butylbenzeen | Headspace GC-MS: WAC/IV/A/016; CMA/3/E | Eau superficielle*3 | sec-butylbenzène | Headspace GC-MS: WAC/IV/A/016; CMA/3/E | 2019-03-22
402 | Oppervlaktewater*3 | styreen | Headspace GC-MS: WAC/IV/A/016; CMA/3/E | Eau superficielle*3 | styrène | Headspace GC-MS: WAC/IV/A/016; CMA/3/E | 2019-03-22
402 | Oppervlaktewater*3 | tert-butylbenzeen | Headspace GC-MS: WAC/IV/A/016; CMA/3/E | Eau superficielle*3 | tert-butylbenzène | Headspace GC-MS: WAC/IV/A/016; CMA/3/E | 2019-03-22
402 | Oppervlaktewater*3 | tetrachloorethyleen | Headspace GC-MS: WAC/IV/A/016; CMA/3/E | Eau superficielle*3 | tétrachloroéthylène | Headspace GC-MS: WAC/IV/A/016; CMA/3/E | 2019-03-22
402 | Oppervlaktewater*3 | tetrachloormethaan | Headspace GC-MS: WAC/IV/A/016; CMA/3/E | Eau superficielle*3 | tétrachlorométhane | Headspace GC-MS: WAC/IV/A/016; CMA/3/E | 2019-03-22
402 | Oppervlaktewater*3 | THF (tetrahydrofuran) | Headspace GC-MS: WAC/IV/A/016; CMA/3/E | Eau superficielle*3 | THF (tetrahydrofurane) | Headspace GC-MS: WAC/IV/A/016; CMA/3/E | 2019-03-22
402 | Oppervlaktewater*3 | tolueen | Headspace GC-MS: WAC/IV/A/016; CMA/3/E | Eau superficielle*3 | toluène | Headspace GC-MS: WAC/IV/A/016; CMA/3/E | 2019-03-22
402 | Oppervlaktewater*3 | trichloorethyleen | Headspace GC-MS: WAC/IV/A/016; CMA/3/E | Eau superficielle*3 | trichloroéthylène | Headspace GC-MS: WAC/IV/A/016; CMA/3/E | 2019-03-22
402 | Oppervlaktewater*3 | vinylchloride | Headspace GC-MS: WAC/IV/A/016; CMA/3/E | Eau superficielle*3 | vinylchloride | Headspace GC-MS: WAC/IV/A/016; CMA/3/E | 2019-03-22
405 | Bodem, Waterbodem | 1,1,1-trichloorethaan | Headspace GC-MS: CMA/3/E | Sol, Sédiments aquatiques | 1,1- dichloroéthane | Headspace GC-MS: CMA/3/E | 2019-03-22
405 | Bodem, Waterbodem | 1,1,2-trichloroethaan | Headspace GC-MS: CMA/3/E | Sol, Sédiments aquatiques | 1,1,1-trichloroéthane | Headspace GC-MS: CMA/3/E | 2019-03-22
405 | Bodem, Waterbodem | 1,1-dichloorethaan | Headspace GC-MS: CMA/3/E | Sol, Sédiments aquatiques | 1,1,2-trichloroéthane | Headspace GC-MS: CMA/3/E | 2019-03-22
405 | Bodem, Waterbodem | 1,2,3-trichloorbenzeen | Headspace GC-MS: CMA/3/E | Sol, Sédiments aquatiques | 1,2- dichloroéthane | Headspace GC-MS: CMA/3/E | 2019-03-22
405 | Bodem, Waterbodem | 1,2,3-trimethylbenzeen | Headspace GC-MS: CMA/3/E | Sol, Sédiments aquatiques | 1,2- dichloroéthène (trans) | Headspace GC-MS: CMA/3/E | 2019-03-22
405 | Bodem, Waterbodem | 1,2,4-trichloorbenzeen | Headspace GC-MS: CMA/3/E | Sol, Sédiments aquatiques | 1,2,3-trichlorobenzène | Headspace GC-MS: CMA/3/E | 2019-03-22
405 | Bodem, Waterbodem | 1,2,4-trimethylbenzeen | Headspace GC-MS: CMA/3/E | Sol, Sédiments aquatiques | 1,2,3-triméthylbenzène | Headspace GC-MS: CMA/3/E | 2019-03-22
405 | Bodem, Waterbodem | 1,2-dichloorbenzeen | Headspace GC-MS: CMA/3/E | Sol, Sédiments aquatiques | 1,2,4- trichlorobenzène | Headspace GC-MS: CMA/3/E | 2019-03-22
405 | Bodem, Waterbodem | 1,2-dichloorethaan | Headspace GC-MS: CMA/3/E | Sol, Sédiments aquatiques | 1,2,4-triméthylbenzène | Headspace GC-MS: CMA/3/E | 2019-03-22
405 | Bodem, Waterbodem | 1,2-dichlooretheen (cis) | Headspace GC-MS: CMA/3/E | Sol, Sédiments aquatiques | 1,2-dichlorobenzène | Headspace GC-MS: CMA/3/E | 2019-03-22
405 | Bodem, Waterbodem | 1,2-dichlooretheen (trans) | Headspace GC-MS: CMA/3/E | Sol, Sédiments aquatiques | 1,2-dichloroéthène (cis) | Headspace GC-MS: CMA/3/E | 2019-03-22
405 | Bodem, Waterbodem | 1,3,5-trichloorbenzeen | Headspace GC-MS: CMA/3/E | Sol, Sédiments aquatiques | 1,3- dichlorobenzène | Headspace GC-MS: CMA/3/E | 2019-03-22
405 | Bodem, Waterbodem | 1,3,5-trimethylbenzeen | Headspace GC-MS: CMA/3/E | Sol, Sédiments aquatiques | 1,3,5- triméthylbenzène | Headspace GC-MS: CMA/3/E | 2019-03-22
405 | Bodem, Waterbodem | 1,3-dichloorbenzeen | Headspace GC-MS: CMA/3/E | Sol, Sédiments aquatiques | 1,3,5-trichlorobenzène | Headspace GC-MS: CMA/3/E | 2019-03-22
405 | Bodem, Waterbodem | 1,4-dichloorbenzeen | Headspace GC-MS: CMA/3/E | Sol, Sédiments aquatiques | 1,4- dichlorobenzène | Headspace GC-MS: CMA/3/E | 2019-03-22
405 | Bodem, Waterbodem | benzeen | Headspace GC-MS: CMA/3/E | Sol, Sédiments aquatiques | benzène | Headspace GC-MS: CMA/3/E | 2019-03-22
405 | Bodem, Waterbodem | chloorbenzeen | Headspace GC-MS: CMA/3/E | Sol, Sédiments aquatiques | chlorobenzène | Headspace GC-MS: CMA/3/E | 2019-03-22
405 | Bodem, Waterbodem | chloroform (trichloormethaan) | Headspace GC-MS: CMA/3/E | Sol, Sédiments aquatiques | chloroforme (trichlorométhane) | Headspace GC-MS: CMA/3/E | 2019-03-22
405 | Bodem, Waterbodem | dichloormethaan | Headspace GC-MS: CMA/3/E | Sol, Sédiments aquatiques | dichlorométhane | Headspace GC-MS: CMA/3/E | 2019-03-22
405 | Bodem, Waterbodem | ethylbenzeen | Headspace GC-MS: CMA/3/E | Sol, Sédiments aquatiques | ethylbenzène | Headspace GC-MS: CMA/3/E | 2019-03-22
405 | Bodem, Waterbodem | heptaan | Headspace GC-MS: CMA/3/E | Sol, Sédiments aquatiques | heptane | Headspace GC-MS: CMA/3/E | 2019-03-22
405 | Bodem, Waterbodem | hexaan | Headspace GC-MS: CMA/3/E | Sol, Sédiments aquatiques | hexane | Headspace GC-MS: CMA/3/E | 2019-03-22
405 | Bodem, Waterbodem | m+p-xyleen | Headspace GC-MS: CMA/3/E | Sol, Sédiments aquatiques | m+p-xylène | Headspace GC-MS: CMA/3/E | 2019-03-22
405 | Bodem, Waterbodem | methyl tertiair butyl ether | Headspace GC-MS: CMA/3/E | Sol, Sédiments aquatiques | méthyl tertiair butyl éther | Headspace GC-MS: CMA/3/E | 2019-03-22
405 | Bodem, Waterbodem | octaan | Headspace GC-MS: CMA/3/E | Sol, Sédiments aquatiques | octane | Headspace GC-MS: CMA/3/E | 2019-03-22
405 | Bodem, Waterbodem | o-xyleen | Headspace GC-MS: CMA/3/E | Sol, Sédiments aquatiques | o-xylène | Headspace GC-MS: CMA/3/E | 2019-03-22
405 | Bodem, Waterbodem | styreen | Headspace GC-MS: CMA/3/E | Sol, Sédiments aquatiques | styrène | Headspace GC-MS: CMA/3/E | 2019-03-22
405 | Bodem, Waterbodem | tetrachlooreteen | Headspace GC-MS: CMA/3/E | Sol, Sédiments aquatiques | tétrachloroéthène | Headspace GC-MS: CMA/3/E | 2019-03-22
405 | Bodem, Waterbodem | tetrachloormethaan (CCl4) | Headspace GC-MS: CMA/3/E | Sol, Sédiments aquatiques | tétrachlorométhane(CCl4) | Headspace GC-MS: CMA/3/E | 2019-03-22
405 | Bodem, Waterbodem | THF (tetrahydrofuran) | Headspace GC-MS: CMA/3/E | Sol, Sédiments aquatiques | THF (tetrahydrofurane) | Headspace GC-MS: CMA/3/E | 2019-03-22
405 | Bodem, Waterbodem | tolueen | Headspace GC-MS: CMA/3/E | Sol, Sédiments aquatiques | toluène | Headspace GC-MS: CMA/3/E | 2019-03-22
405 | Bodem, Waterbodem | trichlooretheen | Headspace GC-MS: CMA/3/E | Sol, Sédiments aquatiques | trichloroéthène | Headspace GC-MS: CMA/3/E | 2019-03-22
405 | Bodem, Waterbodem | vinylchloride | Headspace GC-MS: CMA/3/E | Sol, Sédiments aquatiques | vinylchloride | Headspace GC-MS: CMA/3/E | 2019-03-22
405 | Bodemverbeterende middelen | benzeen | Headspace GC-MS: CMA/3/S | Amendements du sol | benzène | Headspace GC-MS: CMA/3/S | 2019-03-22
405 | Bodemverbeterende middelen | ethylbenzeen | Headspace GC-MS: CMA/3/S | Amendements du sol | ethylbenzène | Headspace GC-MS: CMA/3/S | 2019-03-22
405 | Bodemverbeterende middelen | m+p-xyleen | Headspace GC-MS: CMA/3/S | Amendements du sol | m+p-xylène | Headspace GC-MS: CMA/3/S | 2019-03-22
405 | Bodemverbeterende middelen | o-xyleen | Headspace GC-MS: CMA/3/S | Amendements du sol | o-xylène | Headspace GC-MS: CMA/3/S | 2019-03-22
405 | Bodemverbeterende middelen | styreen | Headspace GC-MS: CMA/3/S | Amendements du sol | styrène | Headspace GC-MS: CMA/3/S | 2019-03-22
405 | Bodemverbeterende middelen | tolueen | Headspace GC-MS: CMA/3/S | Amendements du sol | toluène | Headspace GC-MS: CMA/3/S | 2019-03-22
408 | Bodem, Waterbodem | 2,2',3,4,4',5,5'-heptachloorbifenyl (PCB 180) | CMA/3/I | Sol, Sédiments aquatiques | 2,2',3,4,4',5,5'-heptachlorobiphényl (PCB 180) | CMA/3/I | 2020-10-22
408 | Bodem, Waterbodem | 2,2',3,4,4',5'-hexachloorbifenyl (PCB 138) | CMA/3/I | Sol, Sédiments aquatiques | 2,2',3,4,4',5'-hexachlorobiphényl (PCB 138) | CMA/3/I | 2020-10-22
408 | Bodem, Waterbodem | 2,2',4,4',5,5'-hexachloorbifenyl (PCB 153) | CMA/3/I | Sol, Sédiments aquatiques | 2,2',4,4',5,5'-hexachlorobiphényl (PCB 153) | CMA/3/I | 2020-10-22
408 | Bodem, Waterbodem | 2,2',4,5,5'-pentachloorbifenyl (PCB 101) | CMA/3/I | Sol, Sédiments aquatiques | 2,2',4,5,5'-pentachlorobiphényl (PCB 101) | CMA/3/I | 2020-10-22
408 | Bodem, Waterbodem | 2,2',5,5'-tetrachloorbifenyl (PCB 52) | CMA/3/I | Sol, Sédiments aquatiques | 2,2',5,5'-tetrachlorobiphényl (PCB 52) | CMA/3/I | 2020-10-22
408 | Bodem, Waterbodem | 2,3',4,4',5-pentachloorbifenyl (PCB 118) | CMA/3/I | Sol, Sédiments aquatiques | 2,3',4,4',5-pentachlorobiphényl (PCB 118) | CMA/3/I | 2020-10-22
408 | Bodem, Waterbodem | 2,4,4'-trichloorbifenyl (PCB 28) | CMA/3/I | Sol, Sédiments aquatiques | 2,4,4'-trichloorbiphényl (PCB 28) | CMA/3/I | 2020-10-22
418 | Diervoeder | K (Kalium) | eigen methode (uitvoering volgens BAM deel 2/04, meting met ICP-AES volgens ISO 11885) | Fourrage | K (Potassium) | Méthode propre (exécuté selon BAM partie 2/04, Analyse par ICP-AES: ISO 11885) | 2019-03-22
418 | Diervoeder | Ca (Calcium) | eigen methode (uitvoering volgens BAM deel 2/04, meting met ICP-AES volgens ISO 11885) | Fourrage | Ca (Calcium) | Méthode propre (exécuté selon BAM partie 2/04, Analyse par ICP-AES: ISO 11885) | 2019-03-22
418 | Diervoeder | Mg (Magnesium) | eigen methode (uitvoering volgens BAM deel 2/04, meting met ICP-AES volgens ISO 11885) | Fourrage | Mg (Magnésium) | Méthode propre (exécuté selon BAM partie 2/04, Analyse par ICP-AES: ISO 11885) | 2019-03-22
418 | Diervoeder | Na (Natrium) | eigen methode (uitvoering volgens BAM deel 2/04, meting met ICP-AES volgens ISO 11885) | Fourrage | Na (Sodium) | Méthode propre (exécuté selon BAM partie 2/04, Analyse par ICP-AES: ISO 11885) | 2019-03-22
418 | Diervoeder | P (Fosfor) | BAM deel 2/04, meting met ICP-AES volgens ISO 11885 | Fourrage | P (Phosphore) | BAM partie 2/04, Analyse par ICP-AES: ISO 11885 | 2019-03-22
418 | Gewas | Ca (Calcium) | eigen methode (uitvoering volgens BAM deel 2/04, meting met ICP-AES volgens ISO 11885) | Plante | Ca (Calcium) | Méthode propre (exécuté selon BAM partie 2/04, Analyse par ICP-AES: ISO 11885) | 2019-03-22
418 | Gewas | K (Kalium) | eigen methode (uitvoering volgens BAM deel 2/04, meting met ICP-AES volgens ISO 11885) | Plante | K (Potassium) | Méthode propre (exécuté selon BAM partie 2/04, Analyse par ICP-AES: ISO 11885) | 2019-03-22
418 | Gewas | Mg (Magnesium) | eigen methode (uitvoering volgens BAM deel 2/04, meting met ICP-AES volgens ISO 11885) | Plante | Mg (Magnésium) | Méthode propre (exécuté selon BAM partie 2/04, Analyse par ICP-AES: ISO 11885) | 2019-03-22
418 | Gewas | Na (Natrium) | eigen methode (uitvoering volgens BAM deel 2/04, meting met ICP-AES volgens ISO 11885) | Plante | Na (Sodium) | Méthode propre (exécuté selon BAM partie 2/04, Analyse par ICP-AES: ISO 11885) | 2019-03-22
418 | Gewas | P (Fosfor) | eigen methode (uitvoering volgens BAM deel 2/04, meting met ICP-AES volgens ISO 11885) | Plante | P (Phosphore) | Méthode propre (exécuté selon BAM partie 2/04, Analyse par ICP-AES: ISO 11885) | 2019-03-22
420 | Drinkwater*4 | AMPA | LC-MS/MS: WAC/IV/A/029 | Eau potable*4 | AMPA | LC-MS/MS: WAC/IV/A/029 | 2019-03-22
420 | Drinkwater*4 | glyfosaat | LC-MS/MS: WAC/IV/A/029 | Eau potable*4 | glyfosaat | LC-MS/MS: WAC/IV/A/029 | 2019-03-22
420 | Grondwater*2 | AMPA | LC-MS/MS: WAC/IV/A/029 | Eau souterraine*2 | AMPA | LC-MS/MS: WAC/IV/A/029 | 2019-03-22
420 | Grondwater*2 | glyfosaat | LC-MS/MS: WAC/IV/A/029 | Eau souterraine*2 | glyfosaat | LC-MS/MS: WAC/IV/A/029 | 2019-03-22
420 | Oppervlaktewater*3 | AMPA | LC-MS/MS: WAC/IV/A/029 | Eau superficielle*3 | AMPA | LC-MS/MS: WAC/IV/A/029 | 2019-03-22
420 | Oppervlaktewater*3 | glyfosaat | LC-MS/MS: WAC/IV/A/029 | Eau superficielle*3 | glyfosaat | LC-MS/MS: WAC/IV/A/029 | 2019-03-22
444 | Afvalwater*1 | 1,2,3,4-tetrachloorbenzeen | GC-MS/MS: WAC/IV/A/015; CMA/3/I | Eau résiduaire*1 | 1,2,3,4-tetrachlorobenzène | GC-MS/MS: WAC/IV/A/015; CMA/3/I | 2019-03-22
444 | Afvalwater*1 | 1,2,3-trichloorbenzeen | GC-MS/MS: WAC/IV/A/015; CMA/3/I | Eau résiduaire*1 | 1,2,3-trichlorobenzène | GC-MS/MS: WAC/IV/A/015; CMA/3/I | 2019-03-22
444 | Afvalwater*1 | 1,2,4,5-/1,2,3,5-tetrachloorbenzeen | GC-MS/MS: WAC/IV/A/015; CMA/3/I | Eau résiduaire*1 | 1,2,4- trichlorobenzène | GC-MS/MS: WAC/IV/A/015; CMA/3/I | 2019-03-22
444 | Afvalwater*1 | 1,2,4-trichloorbenzeen | GC-MS/MS: WAC/IV/A/015; CMA/3/I | Eau résiduaire*1 | 1,2,4,5-/1,2,3,5-tetrachlorobenzène | GC-MS/MS: WAC/IV/A/015; CMA/3/I | 2019-03-22
444 | Afvalwater*1 | 1,3,5-trichloorbenzeen | GC-MS/MS: WAC/IV/A/015; CMA/3/I | Eau résiduaire*1 | 1,3,5-trichlorobenzène | GC-MS/MS: WAC/IV/A/015; CMA/3/I | 2019-03-22
444 | Afvalwater*1 | 1-chloornaftaleen | GC-MS/MS: WAC/IV/A/015; CMA/3/I | Eau résiduaire*1 | 1-chloornaftalène | GC-MS/MS: WAC/IV/A/015; CMA/3/I | 2019-03-22
444 | Afvalwater*1 | 2,2',3,4,4',5,5'-heptachloorbifenyl (PCB 180) | GC-MS/MS: WAC/IV/A/015; CMA/3/I | Eau résiduaire*1 | 2,2',3,4,4',5,5'-heptachlorobiphényl (PCB 180) | GC-MS/MS: WAC/IV/A/015; CMA/3/I | 2019-03-22
444 | Afvalwater*1 | 2,2',3,4,4',5'-hexachloorbifenyl (PCB 138) | GC-MS/MS: WAC/IV/A/015; CMA/3/I | Eau résiduaire*1 | 2,2',3,4,4',5'-hexachlorobiphényl (PCB 138) | GC-MS/MS: WAC/IV/A/015; CMA/3/I | 2019-03-22
444 | Afvalwater*1 | 2,2',4,4',5,5'-hexachloorbifenyl (PCB 153) | GC-MS/MS: WAC/IV/A/015; CMA/3/I | Eau résiduaire*1 | 2,2',4,4',5,5'-hexachlorobiphényl (PCB 153) | GC-MS/MS: WAC/IV/A/015; CMA/3/I | 2019-03-22
444 | Afvalwater*1 | 2,2',4,5,5'-pentachloorbifenyl (PCB 101) | GC-MS/MS: WAC/IV/A/015; CMA/3/I | Eau résiduaire*1 | 2,2',4,5,5'-pentachlorobiphényl (PCB 101) | GC-MS/MS: WAC/IV/A/015; CMA/3/I | 2019-03-22
444 | Afvalwater*1 | 2,2',5,5'-tetrachloorbifenyl (PCB 52) | GC-MS/MS: WAC/IV/A/015; CMA/3/I | Eau résiduaire*1 | 2,2',5,5'-tetrachlorobiphényl (PCB 52) | GC-MS/MS: WAC/IV/A/015; CMA/3/I | 2019-03-22
444 | Afvalwater*1 | 2,3',4,4',5-pentachloorbifenyl (PCB 118) | GC-MS/MS: WAC/IV/A/015; CMA/3/I | Eau résiduaire*1 | 2,3',4,4',5-pentachlorobiphényl (PCB 118) | GC-MS/MS: WAC/IV/A/015; CMA/3/I | 2019-03-22
444 | Afvalwater*1 | 2,3,5,6-tetrachloronitrobenzeen (tecnazeen) | GC-MS/MS: WAC/IV/A/015; CMA/3/I | Eau résiduaire*1 | 2,3,5,6-tetrachloronitrobenzène (tecnazène) | GC-MS/MS: WAC/IV/A/015; CMA/3/I | 2019-03-22
444 | Afvalwater*1 | 2,4,4'-trichloorbifenyl (PCB 28) | GC-MS/MS: WAC/IV/A/015; CMA/3/I | Eau résiduaire*1 | 2,4,4'-trichloorbiphényl (PCB 28) | GC-MS/MS: WAC/IV/A/015; CMA/3/I | 2019-03-22
444 | Afvalwater*1 | 2-chloornaftaleen | GC-MS/MS: WAC/IV/A/015; CMA/3/I | Eau résiduaire*1 | 2-chloornaftalène | GC-MS/MS: WAC/IV/A/015; CMA/3/I | 2019-03-22
444 | Afvalwater*1 | aldrin | GC-MS/MS: WAC/IV/A/015; CMA/3/I | Eau résiduaire*1 | aldrine | GC-MS/MS: WAC/IV/A/015; CMA/3/I | 2019-03-22
444 | Afvalwater*1 | alfa-endosulfan | GC-MS/MS: WAC/IV/A/015; CMA/3/I | Eau résiduaire*1 | alfa-endosulfan | GC-MS/MS: WAC/IV/A/015; CMA/3/I | 2019-03-22
444 | Afvalwater*1 | alfa-HCH (hexachloorcyclohexaan) | GC-MS/MS: WAC/IV/A/015; CMA/3/I | Eau résiduaire*1 | alfa-HCH (hexachlorocyclohexane) | GC-MS/MS: WAC/IV/A/015; CMA/3/I | 2019-03-22
444 | Afvalwater*1 | alfa-heptachloorepoxide | GC-MS/MS: WAC/IV/A/015; CMA/3/I | Eau résiduaire*1 | alfa-heptachlorépoxyde | GC-MS/MS: WAC/IV/A/015; CMA/3/I | 2019-03-22
444 | Afvalwater*1 | beta-endosulfan | GC-MS/MS: WAC/IV/A/015; CMA/3/I | Eau résiduaire*1 | beta-endosulfan | GC-MS/MS: WAC/IV/A/015; CMA/3/I | 2019-03-22
444 | Afvalwater*1 | beta-HCH | GC-MS/MS: WAC/IV/A/015; CMA/3/I | Eau résiduaire*1 | beta-HCH | GC-MS/MS: WAC/IV/A/015; CMA/3/I | 2019-03-22
444 | Afvalwater*1 | beta-heptachloorepoxide | GC-MS/MS: WAC/IV/A/015; CMA/3/I | Eau résiduaire*1 | beta-heptachlorépoxyde | GC-MS/MS: WAC/IV/A/015; CMA/3/I | 2019-03-22
444 | Afvalwater*1 | cis-chloordaan | GC-MS/MS: WAC/IV/A/015; CMA/3/I | Eau résiduaire*1 | cis-chloordane | GC-MS/MS: WAC/IV/A/015; CMA/3/I | 2019-03-22
444 | Afvalwater*1 | delta-HCH | GC-MS/MS: WAC/IV/A/015; CMA/3/I | Eau résiduaire*1 | delta-HCH | GC-MS/MS: WAC/IV/A/015; CMA/3/I | 2019-03-22
444 | Afvalwater*1 | dieldrin | GC-MS/MS: WAC/IV/A/015; CMA/3/I | Eau résiduaire*1 | dieldrine | GC-MS/MS: WAC/IV/A/015; CMA/3/I | 2019-03-22
444 | Afvalwater*1 | endosulfansulfaat | GC-MS/MS: WAC/IV/A/015; CMA/3/I | Eau résiduaire*1 | endosulfan sulfate | GC-MS/MS: WAC/IV/A/015; CMA/3/I | 2019-03-22
444 | Afvalwater*1 | endrin | GC-MS/MS: WAC/IV/A/015; CMA/3/I | Eau résiduaire*1 | endrine | GC-MS/MS: WAC/IV/A/015; CMA/3/I | 2019-03-22
444 | Afvalwater*1 | gamma-HCH (lindaan) | GC-MS/MS: WAC/IV/A/015; CMA/3/I | Eau résiduaire*1 | gamma-HCH (lindane) | GC-MS/MS: WAC/IV/A/015; CMA/3/I | 2019-03-22
444 | Afvalwater*1 | heptachloor | GC-MS/MS: WAC/IV/A/015; CMA/3/I | Eau résiduaire*1 | heptachlore | GC-MS/MS: WAC/IV/A/015; CMA/3/I | 2019-03-22
444 | Afvalwater*1 | hexachloorbenzeen | GC-MS/MS: WAC/IV/A/015; CMA/3/I | Eau résiduaire*1 | hexachloorbutadiène | GC-MS/MS: WAC/IV/A/015; CMA/3/I | 2019-03-22
444 | Afvalwater*1 | hexachloorbutadieen | GC-MS/MS: WAC/IV/A/015; CMA/3/I | Eau résiduaire*1 | hexachlooréthane | GC-MS/MS: WAC/IV/A/015; CMA/3/I | 2019-03-22
444 | Afvalwater*1 | hexachloorethaan | GC-MS/MS: WAC/IV/A/015; CMA/3/I | Eau résiduaire*1 | hexachlorobenzène | GC-MS/MS: WAC/IV/A/015; CMA/3/I | 2019-03-22
444 | Afvalwater*1 | isodrin | GC-MS/MS: WAC/IV/A/015; CMA/3/I | Eau résiduaire*1 | isodrine | GC-MS/MS: WAC/IV/A/015; CMA/3/I | 2019-03-22
444 | Afvalwater*1 | methoxychloor | GC-MS/MS: WAC/IV/A/015; CMA/3/I | Eau résiduaire*1 | methoxychlore | GC-MS/MS: WAC/IV/A/015; CMA/3/I | 2019-03-22
444 | Afvalwater*1 | o,p’-DDD | GC-MS/MS: WAC/IV/A/015; CMA/3/I | Eau résiduaire*1 | o,p’-DDD | GC-MS/MS: WAC/IV/A/015; CMA/3/I | 2019-03-22
444 | Afvalwater*1 | o,p’-DDE | GC-MS/MS: WAC/IV/A/015; CMA/3/I | Eau résiduaire*1 | o,p’-DDE | GC-MS/MS: WAC/IV/A/015; CMA/3/I | 2019-03-22
444 | Afvalwater*1 | o,p-DDT | GC-MS/MS: WAC/IV/A/015; CMA/3/I | Eau résiduaire*1 | o,p-DDT | GC-MS/MS: WAC/IV/A/015; CMA/3/I | 2019-03-22
444 | Afvalwater*1 | p,p’-DDD | GC-MS/MS: WAC/IV/A/015; CMA/3/I | Eau résiduaire*1 | p,p’-DDD | GC-MS/MS: WAC/IV/A/015; CMA/3/I | 2019-03-22
444 | Afvalwater*1 | p,p’-DDE | GC-MS/MS: WAC/IV/A/015; CMA/3/I | Eau résiduaire*1 | p,p’-DDE | GC-MS/MS: WAC/IV/A/015; CMA/3/I | 2019-03-22
444 | Afvalwater*1 | p,p’-DDT | GC-MS/MS: WAC/IV/A/015; CMA/3/I | Eau résiduaire*1 | p,p’-DDT | GC-MS/MS: WAC/IV/A/015; CMA/3/I | 2019-03-22
444 | Afvalwater*1 | pentachloorbenzeen | GC-MS/MS: WAC/IV/A/015; CMA/3/I | Eau résiduaire*1 | pentachlorobenzène | GC-MS/MS: WAC/IV/A/015; CMA/3/I | 2019-03-22
444 | Afvalwater*1 | pentachloronitrobenzeen | GC-MS/MS: WAC/IV/A/015; CMA/3/I | Eau résiduaire*1 | pentachloronitrobenzène | GC-MS/MS: WAC/IV/A/015; CMA/3/I | 2019-03-22
444 | Afvalwater*1 | telodrin | GC-MS/MS: WAC/IV/A/015; CMA/3/I | Eau résiduaire*1 | telodrine | GC-MS/MS: WAC/IV/A/015; CMA/3/I | 2019-03-22
444 | Afvalwater*1 | trans-chloordaan | GC-MS/MS: WAC/IV/A/015; CMA/3/I | Eau résiduaire*1 | trans-chloordane | GC-MS/MS: WAC/IV/A/015; CMA/3/I | 2019-03-22
444 | Afvalwater*1 | trifluralin | GC-MS/MS: WAC/IV/A/015; CMA/3/I | Eau résiduaire*1 | trifluralin | GC-MS/MS: WAC/IV/A/015; CMA/3/I | 2019-03-22
444 | Drinkwater*4 | 1,2,3,4-tetrachloorbenzeen | GC-MS/MS: WAC/IV/A/015; CMA/3/I | Eau potable*4 | 1,2,3,4-tetrachlorobenzène | GC-MS/MS: WAC/IV/A/015; CMA/3/I | 2019-03-22
444 | Drinkwater*4 | 1,2,3-trichloorbenzeen | GC-MS/MS: WAC/IV/A/015; CMA/3/I | Eau potable*4 | 1,2,3-trichlorobenzène | GC-MS/MS: WAC/IV/A/015; CMA/3/I | 2019-03-22
444 | Drinkwater*4 | 1,2,4,5-/1,2,3,5-tetrachloorbenzeen | GC-MS/MS: WAC/IV/A/015; CMA/3/I | Eau potable*4 | 1,2,4- trichlorobenzène | GC-MS/MS: WAC/IV/A/015; CMA/3/I | 2019-03-22
444 | Drinkwater*4 | 1,2,4-trichloorbenzeen | GC-MS/MS: WAC/IV/A/015; CMA/3/I | Eau potable*4 | 1,2,4,5-/1,2,3,5-tetrachlorobenzène | GC-MS/MS: WAC/IV/A/015; CMA/3/I | 2019-03-22
444 | Drinkwater*4 | 1,3,5-trichloorbenzeen | GC-MS/MS: WAC/IV/A/015; CMA/3/I | Eau potable*4 | 1,3,5-trichlorobenzène | GC-MS/MS: WAC/IV/A/015; CMA/3/I | 2019-03-22
444 | Drinkwater*4 | 1-chloornaftaleen | GC-MS/MS: WAC/IV/A/015; CMA/3/I | Eau potable*4 | 1-chloornaftalène | GC-MS/MS: WAC/IV/A/015; CMA/3/I | 2019-03-22
444 | Drinkwater*4 | 2,2',3,4,4',5,5'-heptachloorbifenyl (PCB 180) | GC-MS/MS: WAC/IV/A/015; CMA/3/I | Eau potable*4 | 2,2',3,4,4',5,5'-heptachlorobiphényl (PCB 180) | GC-MS/MS: WAC/IV/A/015; CMA/3/I | 2019-03-22
444 | Drinkwater*4 | 2,2',3,4,4',5'-hexachloorbifenyl (PCB 138) | GC-MS/MS: WAC/IV/A/015; CMA/3/I | Eau potable*4 | 2,2',3,4,4',5'-hexachlorobiphényl (PCB 138) | GC-MS/MS: WAC/IV/A/015; CMA/3/I | 2019-03-22
444 | Drinkwater*4 | 2,2',4,4',5,5'-hexachloorbifenyl (PCB 153) | GC-MS/MS: WAC/IV/A/015; CMA/3/I | Eau potable*4 | 2,2',4,4',5,5'-hexachlorobiphényl (PCB 153) | GC-MS/MS: WAC/IV/A/015; CMA/3/I | 2019-03-22
444 | Drinkwater*4 | 2,2',4,5,5'-pentachloorbifenyl (PCB 101) | GC-MS/MS: WAC/IV/A/015; CMA/3/I | Eau potable*4 | 2,2',4,5,5'-pentachlorobiphényl (PCB 101) | GC-MS/MS: WAC/IV/A/015; CMA/3/I | 2019-03-22
444 | Drinkwater*4 | 2,2',5,5'-tetrachloorbifenyl (PCB 52) | GC-MS/MS: WAC/IV/A/015; CMA/3/I | Eau potable*4 | 2,2',5,5'-tetrachlorobiphényl (PCB 52) | GC-MS/MS: WAC/IV/A/015; CMA/3/I | 2019-03-22
444 | Drinkwater*4 | 2,3',4,4',5-pentachloorbifenyl (PCB 118) | GC-MS/MS: WAC/IV/A/015; CMA/3/I | Eau potable*4 | 2,3',4,4',5-pentachlorobiphényl (PCB 118) | GC-MS/MS: WAC/IV/A/015; CMA/3/I | 2019-03-22
444 | Drinkwater*4 | 2,3,5,6-tetrachloronitrobenzeen (tecnazeen) | GC-MS/MS: WAC/IV/A/015; CMA/3/I | Eau potable*4 | 2,3,5,6-tetrachloronitrobenzène (tecnazène) | GC-MS/MS: WAC/IV/A/015; CMA/3/I | 2019-03-22
444 | Drinkwater*4 | 2,4,4'-trichloorbifenyl (PCB 28) | GC-MS/MS: WAC/IV/A/015; CMA/3/I | Eau potable*4 | 2,4,4'-trichloorbiphényl (PCB 28) | GC-MS/MS: WAC/IV/A/015; CMA/3/I | 2019-03-22
444 | Drinkwater*4 | 2-chloornaftaleen | GC-MS/MS: WAC/IV/A/015; CMA/3/I | Eau potable*4 | 2-chloornaftalène | GC-MS/MS: WAC/IV/A/015; CMA/3/I | 2019-03-22
444 | Drinkwater*4 | aldrin | GC-MS/MS: WAC/IV/A/015; CMA/3/I | Eau potable*4 | aldrine | GC-MS/MS: WAC/IV/A/015; CMA/3/I | 2019-03-22
444 | Drinkwater*4 | alfa-endosulfan | GC-MS/MS: WAC/IV/A/015; CMA/3/I | Eau potable*4 | alfa-endosulfan | GC-MS/MS: WAC/IV/A/015; CMA/3/I | 2019-03-22
444 | Drinkwater*4 | alfa-HCH (hexachloorcyclohexaan) | GC-MS/MS: WAC/IV/A/015; CMA/3/I | Eau potable*4 | alfa-HCH (hexachlorocyclohexane) | GC-MS/MS: WAC/IV/A/015; CMA/3/I | 2019-03-22
444 | Drinkwater*4 | alfa-heptachloorepoxide | GC-MS/MS: WAC/IV/A/015; CMA/3/I | Eau potable*4 | alfa-heptachlorépoxyde | GC-MS/MS: WAC/IV/A/015; CMA/3/I | 2019-03-22
444 | Drinkwater*4 | beta-endosulfan | GC-MS/MS: WAC/IV/A/015; CMA/3/I | Eau potable*4 | beta-endosulfan | GC-MS/MS: WAC/IV/A/015; CMA/3/I | 2019-03-22
444 | Drinkwater*4 | beta-HCH | GC-MS/MS: WAC/IV/A/015; CMA/3/I | Eau potable*4 | beta-HCH | GC-MS/MS: WAC/IV/A/015; CMA/3/I | 2019-03-22
444 | Drinkwater*4 | beta-heptachloorepoxide | GC-MS/MS: WAC/IV/A/015; CMA/3/I | Eau potable*4 | beta-heptachlorépoxyde | GC-MS/MS: WAC/IV/A/015; CMA/3/I | 2019-03-22
444 | Drinkwater*4 | cis-chloordaan | GC-MS/MS: WAC/IV/A/015; CMA/3/I | Eau potable*4 | cis-chloordane | GC-MS/MS: WAC/IV/A/015; CMA/3/I | 2019-03-22
444 | Drinkwater*4 | delta-HCH | GC-MS/MS: WAC/IV/A/015; CMA/3/I | Eau potable*4 | delta-HCH | GC-MS/MS: WAC/IV/A/015; CMA/3/I | 2019-03-22
444 | Drinkwater*4 | dieldrin | GC-MS/MS: WAC/IV/A/015; CMA/3/I | Eau potable*4 | dieldrine | GC-MS/MS: WAC/IV/A/015; CMA/3/I | 2019-03-22
444 | Drinkwater*4 | endosulfansulfaat | GC-MS/MS: WAC/IV/A/015; CMA/3/I | Eau potable*4 | endosulfan sulfate | GC-MS/MS: WAC/IV/A/015; CMA/3/I | 2019-03-22
444 | Drinkwater*4 | endrin | GC-MS/MS: WAC/IV/A/015; CMA/3/I | Eau potable*4 | endrine | GC-MS/MS: WAC/IV/A/015; CMA/3/I | 2019-03-22
444 | Drinkwater*4 | gamma-HCH (lindaan) | GC-MS/MS: WAC/IV/A/015; CMA/3/I | Eau potable*4 | gamma-HCH (lindane) | GC-MS/MS: WAC/IV/A/015; CMA/3/I | 2019-03-22
444 | Drinkwater*4 | heptachloor | GC-MS/MS: WAC/IV/A/015; CMA/3/I | Eau potable*4 | heptachlore | GC-MS/MS: WAC/IV/A/015; CMA/3/I | 2019-03-22
444 | Drinkwater*4 | hexachloorbenzeen | GC-MS/MS: WAC/IV/A/015; CMA/3/I | Eau potable*4 | hexachloorbutadiène | GC-MS/MS: WAC/IV/A/015; CMA/3/I | 2019-03-22
444 | Drinkwater*4 | hexachloorbutadieen | GC-MS/MS: WAC/IV/A/015; CMA/3/I | Eau potable*4 | hexachlooréthane | GC-MS/MS: WAC/IV/A/015; CMA/3/I | 2019-03-22
444 | Drinkwater*4 | hexachloorethaan | GC-MS/MS: WAC/IV/A/015; CMA/3/I | Eau potable*4 | hexachlorobenzène | GC-MS/MS: WAC/IV/A/015; CMA/3/I | 2019-03-22
444 | Drinkwater*4 | isodrin | GC-MS/MS: WAC/IV/A/015; CMA/3/I | Eau potable*4 | isodrine | GC-MS/MS: WAC/IV/A/015; CMA/3/I | 2019-03-22
444 | Drinkwater*4 | methoxychloor | GC-MS/MS: WAC/IV/A/015; CMA/3/I | Eau potable*4 | methoxychlore | GC-MS/MS: WAC/IV/A/015; CMA/3/I | 2019-03-22
444 | Drinkwater*4 | o,p’-DDD | GC-MS/MS: WAC/IV/A/015; CMA/3/I | Eau potable*4 | o,p’-DDD | GC-MS/MS: WAC/IV/A/015; CMA/3/I | 2019-03-22
444 | Drinkwater*4 | o,p’-DDE | GC-MS/MS: WAC/IV/A/015; CMA/3/I | Eau potable*4 | o,p’-DDE | GC-MS/MS: WAC/IV/A/015; CMA/3/I | 2019-03-22
444 | Drinkwater*4 | o,p-DDT | GC-MS/MS: WAC/IV/A/015; CMA/3/I | Eau potable*4 | o,p-DDT | GC-MS/MS: WAC/IV/A/015; CMA/3/I | 2019-03-22
444 | Drinkwater*4 | p,p’-DDD | GC-MS/MS: WAC/IV/A/015; CMA/3/I | Eau potable*4 | p,p’-DDD | GC-MS/MS: WAC/IV/A/015; CMA/3/I | 2019-03-22
444 | Drinkwater*4 | p,p’-DDE | GC-MS/MS: WAC/IV/A/015; CMA/3/I | Eau potable*4 | p,p’-DDE | GC-MS/MS: WAC/IV/A/015; CMA/3/I | 2019-03-22
444 | Drinkwater*4 | p,p’-DDT | GC-MS/MS: WAC/IV/A/015; CMA/3/I | Eau potable*4 | p,p’-DDT | GC-MS/MS: WAC/IV/A/015; CMA/3/I | 2019-03-22
444 | Drinkwater*4 | pentachloorbenzeen | GC-MS/MS: WAC/IV/A/015; CMA/3/I | Eau potable*4 | pentachlorobenzène | GC-MS/MS: WAC/IV/A/015; CMA/3/I | 2019-03-22
444 | Drinkwater*4 | pentachloronitrobenzeen | GC-MS/MS: WAC/IV/A/015; CMA/3/I | Eau potable*4 | pentachloronitrobenzène | GC-MS/MS: WAC/IV/A/015; CMA/3/I | 2019-03-22
444 | Drinkwater*4 | telodrin | GC-MS/MS: WAC/IV/A/015; CMA/3/I | Eau potable*4 | telodrine | GC-MS/MS: WAC/IV/A/015; CMA/3/I | 2019-03-22
444 | Drinkwater*4 | trans-chloordaan | GC-MS/MS: WAC/IV/A/015; CMA/3/I | Eau potable*4 | trans-chloordane | GC-MS/MS: WAC/IV/A/015; CMA/3/I | 2019-03-22
444 | Drinkwater*4 | trifluralin | GC-MS/MS: WAC/IV/A/015; CMA/3/I | Eau potable*4 | trifluralin | GC-MS/MS: WAC/IV/A/015; CMA/3/I | 2019-03-22
444 | Grondwater*2 | 1,2,3,4-tetrachloorbenzeen | GC-MS/MS: WAC/IV/A/015; CMA/3/I | Eau souterraine*2 | 1,2,3,4-tetrachlorobenzène | GC-MS/MS: WAC/IV/A/015; CMA/3/I | 2019-03-22
444 | Grondwater*2 | 1,2,3-trichloorbenzeen | GC-MS/MS: WAC/IV/A/015; CMA/3/I | Eau souterraine*2 | 1,2,3-trichlorobenzène | GC-MS/MS: WAC/IV/A/015; CMA/3/I | 2019-03-22
444 | Grondwater*2 | 1,2,4,5-/1,2,3,5-tetrachloorbenzeen | GC-MS/MS: WAC/IV/A/015; CMA/3/I | Eau souterraine*2 | 1,2,4- trichlorobenzène | GC-MS/MS: WAC/IV/A/015; CMA/3/I | 2019-03-22
444 | Grondwater*2 | 1,2,4-trichloorbenzeen | GC-MS/MS: WAC/IV/A/015; CMA/3/I | Eau souterraine*2 | 1,2,4,5-/1,2,3,5-tetrachlorobenzène | GC-MS/MS: WAC/IV/A/015; CMA/3/I | 2019-03-22
444 | Grondwater*2 | 1,3,5-trichloorbenzeen | GC-MS/MS: WAC/IV/A/015; CMA/3/I | Eau souterraine*2 | 1,3,5-trichlorobenzène | GC-MS/MS: WAC/IV/A/015; CMA/3/I | 2019-03-22
444 | Grondwater*2 | 1-chloornaftaleen | GC-MS/MS: WAC/IV/A/015; CMA/3/I | Eau souterraine*2 | 1-chloornaftalène | GC-MS/MS: WAC/IV/A/015; CMA/3/I | 2019-03-22
444 | Grondwater*2 | 2,2',3,4,4',5,5'-heptachloorbifenyl (PCB 180) | GC-MS/MS: WAC/IV/A/015; CMA/3/I | Eau souterraine*2 | 2,2',3,4,4',5,5'-heptachlorobiphényl (PCB 180) | GC-MS/MS: WAC/IV/A/015; CMA/3/I | 2019-03-22
444 | Grondwater*2 | 2,2',3,4,4',5'-hexachloorbifenyl (PCB 138) | GC-MS/MS: WAC/IV/A/015; CMA/3/I | Eau souterraine*2 | 2,2',3,4,4',5'-hexachlorobiphényl (PCB 138) | GC-MS/MS: WAC/IV/A/015; CMA/3/I | 2019-03-22
444 | Grondwater*2 | 2,2',4,4',5,5'-hexachloorbifenyl (PCB 153) | GC-MS/MS: WAC/IV/A/015; CMA/3/I | Eau souterraine*2 | 2,2',4,4',5,5'-hexachlorobiphényl (PCB 153) | GC-MS/MS: WAC/IV/A/015; CMA/3/I | 2019-03-22
444 | Grondwater*2 | 2,2',4,5,5'-pentachloorbifenyl (PCB 101) | GC-MS/MS: WAC/IV/A/015; CMA/3/I | Eau souterraine*2 | 2,2',4,5,5'-pentachlorobiphényl (PCB 101) | GC-MS/MS: WAC/IV/A/015; CMA/3/I | 2019-03-22
444 | Grondwater*2 | 2,2',5,5'-tetrachloorbifenyl (PCB 52) | GC-MS/MS: WAC/IV/A/015; CMA/3/I | Eau souterraine*2 | 2,2',5,5'-tetrachlorobiphényl (PCB 52) | GC-MS/MS: WAC/IV/A/015; CMA/3/I | 2019-03-22
444 | Grondwater*2 | 2,3',4,4',5-pentachloorbifenyl (PCB 118) | GC-MS/MS: WAC/IV/A/015; CMA/3/I | Eau souterraine*2 | 2,3',4,4',5-pentachlorobiphényl (PCB 118) | GC-MS/MS: WAC/IV/A/015; CMA/3/I | 2019-03-22
444 | Grondwater*2 | 2,3,5,6-tetrachloronitrobenzeen (tecnazeen) | GC-MS/MS: WAC/IV/A/015; CMA/3/I | Eau souterraine*2 | 2,3,5,6-tetrachloronitrobenzène (tecnazène) | GC-MS/MS: WAC/IV/A/015; CMA/3/I | 2019-03-22
444 | Grondwater*2 | 2,4,4'-trichloorbifenyl (PCB 28) | GC-MS/MS: WAC/IV/A/015; CMA/3/I | Eau souterraine*2 | 2,4,4'-trichloorbiphényl (PCB 28) | GC-MS/MS: WAC/IV/A/015; CMA/3/I | 2019-03-22
444 | Grondwater*2 | 2-chloornaftaleen | GC-MS/MS: WAC/IV/A/015; CMA/3/I | Eau souterraine*2 | 2-chloornaftalène | GC-MS/MS: WAC/IV/A/015; CMA/3/I | 2019-03-22
444 | Grondwater*2 | aldrin | GC-MS/MS: WAC/IV/A/015; CMA/3/I | Eau souterraine*2 | aldrine | GC-MS/MS: WAC/IV/A/015; CMA/3/I | 2019-03-22
444 | Grondwater*2 | alfa-endosulfan | GC-MS/MS: WAC/IV/A/015; CMA/3/I | Eau souterraine*2 | alfa-endosulfan | GC-MS/MS: WAC/IV/A/015; CMA/3/I | 2019-03-22
444 | Grondwater*2 | alfa-HCH (hexachloorcyclohexaan) | GC-MS/MS: WAC/IV/A/015; CMA/3/I | Eau souterraine*2 | alfa-HCH (hexachlorocyclohexane) | GC-MS/MS: WAC/IV/A/015; CMA/3/I | 2019-03-22
444 | Grondwater*2 | alfa-heptachloorepoxide | GC-MS/MS: WAC/IV/A/015; CMA/3/I | Eau souterraine*2 | alfa-heptachlorépoxyde | GC-MS/MS: WAC/IV/A/015; CMA/3/I | 2019-03-22
444 | Grondwater*2 | beta-endosulfan | GC-MS/MS: WAC/IV/A/015; CMA/3/I | Eau souterraine*2 | beta-endosulfan | GC-MS/MS: WAC/IV/A/015; CMA/3/I | 2019-03-22
444 | Grondwater*2 | beta-HCH | GC-MS/MS: WAC/IV/A/015; CMA/3/I | Eau souterraine*2 | beta-HCH | GC-MS/MS: WAC/IV/A/015; CMA/3/I | 2019-03-22
444 | Grondwater*2 | beta-heptachloorepoxide | GC-MS/MS: WAC/IV/A/015; CMA/3/I | Eau souterraine*2 | beta-heptachlorépoxyde | GC-MS/MS: WAC/IV/A/015; CMA/3/I | 2019-03-22
444 | Grondwater*2 | cis-chloordaan | GC-MS/MS: WAC/IV/A/015; CMA/3/I | Eau souterraine*2 | cis-chloordane | GC-MS/MS: WAC/IV/A/015; CMA/3/I | 2019-03-22
444 | Grondwater*2 | delta-HCH | GC-MS/MS: WAC/IV/A/015; CMA/3/I | Eau souterraine*2 | delta-HCH | GC-MS/MS: WAC/IV/A/015; CMA/3/I | 2019-03-22
444 | Grondwater*2 | dieldrin | GC-MS/MS: WAC/IV/A/015; CMA/3/I | Eau souterraine*2 | dieldrine | GC-MS/MS: WAC/IV/A/015; CMA/3/I | 2019-03-22
444 | Grondwater*2 | endosulfansulfaat | GC-MS/MS: WAC/IV/A/015; CMA/3/I | Eau souterraine*2 | endosulfan sulfate | GC-MS/MS: WAC/IV/A/015; CMA/3/I | 2019-03-22
444 | Grondwater*2 | endrin | GC-MS/MS: WAC/IV/A/015; CMA/3/I | Eau souterraine*2 | endrine | GC-MS/MS: WAC/IV/A/015; CMA/3/I | 2019-03-22
444 | Grondwater*2 | gamma-HCH (lindaan) | GC-MS/MS: WAC/IV/A/015; CMA/3/I | Eau souterraine*2 | gamma-HCH (lindane) | GC-MS/MS: WAC/IV/A/015; CMA/3/I | 2019-03-22
444 | Grondwater*2 | heptachloor | GC-MS/MS: WAC/IV/A/015; CMA/3/I | Eau souterraine*2 | heptachlore | GC-MS/MS: WAC/IV/A/015; CMA/3/I | 2019-03-22
444 | Grondwater*2 | hexachloorbenzeen | GC-MS/MS: WAC/IV/A/015; CMA/3/I | Eau souterraine*2 | hexachloorbutadiène | GC-MS/MS: WAC/IV/A/015; CMA/3/I | 2019-03-22
444 | Grondwater*2 | hexachloorbutadieen | GC-MS/MS: WAC/IV/A/015; CMA/3/I | Eau souterraine*2 | hexachlooréthane | GC-MS/MS: WAC/IV/A/015; CMA/3/I | 2019-03-22
444 | Grondwater*2 | hexachloorethaan | GC-MS/MS: WAC/IV/A/015; CMA/3/I | Eau souterraine*2 | hexachlorobenzène | GC-MS/MS: WAC/IV/A/015; CMA/3/I | 2019-03-22
444 | Grondwater*2 | isodrin | GC-MS/MS: WAC/IV/A/015; CMA/3/I | Eau souterraine*2 | isodrine | GC-MS/MS: WAC/IV/A/015; CMA/3/I | 2019-03-22
444 | Grondwater*2 | methoxychloor | GC-MS/MS: WAC/IV/A/015; CMA/3/I | Eau souterraine*2 | methoxychlore | GC-MS/MS: WAC/IV/A/015; CMA/3/I | 2019-03-22
444 | Grondwater*2 | o,p’-DDD | GC-MS/MS: WAC/IV/A/015; CMA/3/I | Eau souterraine*2 | o,p’-DDD | GC-MS/MS: WAC/IV/A/015; CMA/3/I | 2019-03-22
444 | Grondwater*2 | o,p’-DDE | GC-MS/MS: WAC/IV/A/015; CMA/3/I | Eau souterraine*2 | o,p’-DDE | GC-MS/MS: WAC/IV/A/015; CMA/3/I | 2019-03-22
444 | Grondwater*2 | o,p-DDT | GC-MS/MS: WAC/IV/A/015; CMA/3/I | Eau souterraine*2 | o,p-DDT | GC-MS/MS: WAC/IV/A/015; CMA/3/I | 2019-03-22
444 | Grondwater*2 | p,p’-DDD | GC-MS/MS: WAC/IV/A/015; CMA/3/I | Eau souterraine*2 | p,p’-DDD | GC-MS/MS: WAC/IV/A/015; CMA/3/I | 2019-03-22
444 | Grondwater*2 | p,p’-DDE | GC-MS/MS: WAC/IV/A/015; CMA/3/I | Eau souterraine*2 | p,p’-DDE | GC-MS/MS: WAC/IV/A/015; CMA/3/I | 2019-03-22
444 | Grondwater*2 | p,p’-DDT | GC-MS/MS: WAC/IV/A/015; CMA/3/I | Eau souterraine*2 | p,p’-DDT | GC-MS/MS: WAC/IV/A/015; CMA/3/I | 2019-03-22
444 | Grondwater*2 | pentachloorbenzeen | GC-MS/MS: WAC/IV/A/015; CMA/3/I | Eau souterraine*2 | pentachlorobenzène | GC-MS/MS: WAC/IV/A/015; CMA/3/I | 2019-03-22
444 | Grondwater*2 | pentachloronitrobenzeen | GC-MS/MS: WAC/IV/A/015; CMA/3/I | Eau souterraine*2 | pentachloronitrobenzène | GC-MS/MS: WAC/IV/A/015; CMA/3/I | 2019-03-22
444 | Grondwater*2 | telodrin | GC-MS/MS: WAC/IV/A/015; CMA/3/I | Eau souterraine*2 | telodrine | GC-MS/MS: WAC/IV/A/015; CMA/3/I | 2019-03-22
444 | Grondwater*2 | trans-chloordaan | GC-MS/MS: WAC/IV/A/015; CMA/3/I | Eau souterraine*2 | trans-chloordane | GC-MS/MS: WAC/IV/A/015; CMA/3/I | 2019-03-22
444 | Grondwater*2 | trifluralin | GC-MS/MS: WAC/IV/A/015; CMA/3/I | Eau souterraine*2 | trifluralin | GC-MS/MS: WAC/IV/A/015; CMA/3/I | 2019-03-22
444 | Oppervlaktewater*3 | 1,2,3,4-tetrachloorbenzeen | GC-MS/MS: WAC/IV/A/015; CMA/3/I | Eau superficielle*3 | 1,2,3,4-tetrachlorobenzène | GC-MS/MS: WAC/IV/A/015; CMA/3/I | 2019-03-22
444 | Oppervlaktewater*3 | 1,2,3-trichloorbenzeen | GC-MS/MS: WAC/IV/A/015; CMA/3/I | Eau superficielle*3 | 1,2,3-trichlorobenzène | GC-MS/MS: WAC/IV/A/015; CMA/3/I | 2019-03-22
444 | Oppervlaktewater*3 | 1,2,4,5-/1,2,3,5-tetrachloorbenzeen | GC-MS/MS: WAC/IV/A/015; CMA/3/I | Eau superficielle*3 | 1,2,4- trichlorobenzène | GC-MS/MS: WAC/IV/A/015; CMA/3/I | 2019-03-22
444 | Oppervlaktewater*3 | 1,2,4-trichloorbenzeen | GC-MS/MS: WAC/IV/A/015; CMA/3/I | Eau superficielle*3 | 1,2,4,5-/1,2,3,5-tetrachlorobenzène | GC-MS/MS: WAC/IV/A/015; CMA/3/I | 2019-03-22
444 | Oppervlaktewater*3 | 1,3,5-trichloorbenzeen | GC-MS/MS: WAC/IV/A/015; CMA/3/I | Eau superficielle*3 | 1,3,5-trichlorobenzène | GC-MS/MS: WAC/IV/A/015; CMA/3/I | 2019-03-22
444 | Oppervlaktewater*3 | 1-chloornaftaleen | GC-MS/MS: WAC/IV/A/015; CMA/3/I | Eau superficielle*3 | 1-chloornaftalène | GC-MS/MS: WAC/IV/A/015; CMA/3/I | 2019-03-22
444 | Oppervlaktewater*3 | 2,2',3,4,4',5,5'-heptachloorbifenyl (PCB 180) | GC-MS/MS: WAC/IV/A/015; CMA/3/I | Eau superficielle*3 | 2,2',3,4,4',5,5'-heptachlorobiphényl (PCB 180) | GC-MS/MS: WAC/IV/A/015; CMA/3/I | 2019-03-22
444 | Oppervlaktewater*3 | 2,2',3,4,4',5'-hexachloorbifenyl (PCB 138) | GC-MS/MS: WAC/IV/A/015; CMA/3/I | Eau superficielle*3 | 2,2',3,4,4',5'-hexachlorobiphényl (PCB 138) | GC-MS/MS: WAC/IV/A/015; CMA/3/I | 2019-03-22
444 | Oppervlaktewater*3 | 2,2',4,4',5,5'-hexachloorbifenyl (PCB 153) | GC-MS/MS: WAC/IV/A/015; CMA/3/I | Eau superficielle*3 | 2,2',4,4',5,5'-hexachlorobiphényl (PCB 153) | GC-MS/MS: WAC/IV/A/015; CMA/3/I | 2019-03-22
444 | Oppervlaktewater*3 | 2,2',4,5,5'-pentachloorbifenyl (PCB 101) | GC-MS/MS: WAC/IV/A/015; CMA/3/I | Eau superficielle*3 | 2,2',4,5,5'-pentachlorobiphényl (PCB 101) | GC-MS/MS: WAC/IV/A/015; CMA/3/I | 2019-03-22
444 | Oppervlaktewater*3 | 2,2',5,5'-tetrachloorbifenyl (PCB 52) | GC-MS/MS: WAC/IV/A/015; CMA/3/I | Eau superficielle*3 | 2,2',5,5'-tetrachlorobiphényl (PCB 52) | GC-MS/MS: WAC/IV/A/015; CMA/3/I | 2019-03-22
444 | Oppervlaktewater*3 | 2,3',4,4',5-pentachloorbifenyl (PCB 118) | GC-MS/MS: WAC/IV/A/015; CMA/3/I | Eau superficielle*3 | 2,3',4,4',5-pentachlorobiphényl (PCB 118) | GC-MS/MS: WAC/IV/A/015; CMA/3/I | 2019-03-22
444 | Oppervlaktewater*3 | 2,3,5,6-tetrachloronitrobenzeen (tecnazeen) | GC-MS/MS: WAC/IV/A/015; CMA/3/I | Eau superficielle*3 | 2,3,5,6-tetrachloronitrobenzène (tecnazène) | GC-MS/MS: WAC/IV/A/015; CMA/3/I | 2019-03-22
444 | Oppervlaktewater*3 | 2,4,4'-trichloorbifenyl (PCB 28) | GC-MS/MS: WAC/IV/A/015; CMA/3/I | Eau superficielle*3 | 2,4,4'-trichloorbiphényl (PCB 28) | GC-MS/MS: WAC/IV/A/015; CMA/3/I | 2019-03-22
444 | Oppervlaktewater*3 | 2-chloornaftaleen | GC-MS/MS: WAC/IV/A/015; CMA/3/I | Eau superficielle*3 | 2-chloornaftalène | GC-MS/MS: WAC/IV/A/015; CMA/3/I | 2019-03-22
444 | Oppervlaktewater*3 | aldrin | GC-MS/MS: WAC/IV/A/015; CMA/3/I | Eau superficielle*3 | aldrine | GC-MS/MS: WAC/IV/A/015; CMA/3/I | 2019-03-22
444 | Oppervlaktewater*3 | alfa-endosulfan | GC-MS/MS: WAC/IV/A/015; CMA/3/I | Eau superficielle*3 | alfa-endosulfan | GC-MS/MS: WAC/IV/A/015; CMA/3/I | 2019-03-22
444 | Oppervlaktewater*3 | alfa-HCH (hexachloorcyclohexaan) | GC-MS/MS: WAC/IV/A/015; CMA/3/I | Eau superficielle*3 | alfa-HCH (hexachlorocyclohexane) | GC-MS/MS: WAC/IV/A/015; CMA/3/I | 2019-03-22
444 | Oppervlaktewater*3 | alfa-heptachloorepoxide | GC-MS/MS: WAC/IV/A/015; CMA/3/I | Eau superficielle*3 | alfa-heptachlorépoxyde | GC-MS/MS: WAC/IV/A/015; CMA/3/I | 2019-03-22
444 | Oppervlaktewater*3 | beta-endosulfan | GC-MS/MS: WAC/IV/A/015; CMA/3/I | Eau superficielle*3 | beta-endosulfan | GC-MS/MS: WAC/IV/A/015; CMA/3/I | 2019-03-22
444 | Oppervlaktewater*3 | beta-HCH | GC-MS/MS: WAC/IV/A/015; CMA/3/I | Eau superficielle*3 | beta-HCH | GC-MS/MS: WAC/IV/A/015; CMA/3/I | 2019-03-22
444 | Oppervlaktewater*3 | beta-heptachloorepoxide | GC-MS/MS: WAC/IV/A/015; CMA/3/I | Eau superficielle*3 | beta-heptachlorépoxyde | GC-MS/MS: WAC/IV/A/015; CMA/3/I | 2019-03-22
444 | Oppervlaktewater*3 | cis-chloordaan | GC-MS/MS: WAC/IV/A/015; CMA/3/I | Eau superficielle*3 | cis-chloordane | GC-MS/MS: WAC/IV/A/015; CMA/3/I | 2019-03-22
444 | Oppervlaktewater*3 | delta-HCH | GC-MS/MS: WAC/IV/A/015; CMA/3/I | Eau superficielle*3 | delta-HCH | GC-MS/MS: WAC/IV/A/015; CMA/3/I | 2019-03-22
444 | Oppervlaktewater*3 | dieldrin | GC-MS/MS: WAC/IV/A/015; CMA/3/I | Eau superficielle*3 | dieldrine | GC-MS/MS: WAC/IV/A/015; CMA/3/I | 2019-03-22
444 | Oppervlaktewater*3 | endosulfansulfaat | GC-MS/MS: WAC/IV/A/015; CMA/3/I | Eau superficielle*3 | endosulfan sulfate | GC-MS/MS: WAC/IV/A/015; CMA/3/I | 2019-03-22
444 | Oppervlaktewater*3 | endrin | GC-MS/MS: WAC/IV/A/015; CMA/3/I | Eau superficielle*3 | endrine | GC-MS/MS: WAC/IV/A/015; CMA/3/I | 2019-03-22
444 | Oppervlaktewater*3 | gamma-HCH (lindaan) | GC-MS/MS: WAC/IV/A/015; CMA/3/I | Eau superficielle*3 | gamma-HCH (lindane) | GC-MS/MS: WAC/IV/A/015; CMA/3/I | 2019-03-22
444 | Oppervlaktewater*3 | heptachloor | GC-MS/MS: WAC/IV/A/015; CMA/3/I | Eau superficielle*3 | heptachlore | GC-MS/MS: WAC/IV/A/015; CMA/3/I | 2019-03-22
444 | Oppervlaktewater*3 | hexachloorbenzeen | GC-MS/MS: WAC/IV/A/015; CMA/3/I | Eau superficielle*3 | hexachloorbutadiène | GC-MS/MS: WAC/IV/A/015; CMA/3/I | 2019-03-22
444 | Oppervlaktewater*3 | hexachloorbutadieen | GC-MS/MS: WAC/IV/A/015; CMA/3/I | Eau superficielle*3 | hexachlooréthane | GC-MS/MS: WAC/IV/A/015; CMA/3/I | 2019-03-22
444 | Oppervlaktewater*3 | hexachloorethaan | GC-MS/MS: WAC/IV/A/015; CMA/3/I | Eau superficielle*3 | hexachlorobenzène | GC-MS/MS: WAC/IV/A/015; CMA/3/I | 2019-03-22
444 | Oppervlaktewater*3 | isodrin | GC-MS/MS: WAC/IV/A/015; CMA/3/I | Eau superficielle*3 | isodrine | GC-MS/MS: WAC/IV/A/015; CMA/3/I | 2019-03-22
444 | Oppervlaktewater*3 | methoxychloor | GC-MS/MS: WAC/IV/A/015; CMA/3/I | Eau superficielle*3 | methoxychlore | GC-MS/MS: WAC/IV/A/015; CMA/3/I | 2019-03-22
444 | Oppervlaktewater*3 | o,p’-DDD | GC-MS/MS: WAC/IV/A/015; CMA/3/I | Eau superficielle*3 | o,p’-DDD | GC-MS/MS: WAC/IV/A/015; CMA/3/I | 2019-03-22
444 | Oppervlaktewater*3 | o,p’-DDE | GC-MS/MS: WAC/IV/A/015; CMA/3/I | Eau superficielle*3 | o,p’-DDE | GC-MS/MS: WAC/IV/A/015; CMA/3/I | 2019-03-22
444 | Oppervlaktewater*3 | o,p-DDT | GC-MS/MS: WAC/IV/A/015; CMA/3/I | Eau superficielle*3 | o,p-DDT | GC-MS/MS: WAC/IV/A/015; CMA/3/I | 2019-03-22
444 | Oppervlaktewater*3 | p,p’-DDD | GC-MS/MS: WAC/IV/A/015; CMA/3/I | Eau superficielle*3 | p,p’-DDD | GC-MS/MS: WAC/IV/A/015; CMA/3/I | 2019-03-22
444 | Oppervlaktewater*3 | p,p’-DDE | GC-MS/MS: WAC/IV/A/015; CMA/3/I | Eau superficielle*3 | p,p’-DDE | GC-MS/MS: WAC/IV/A/015; CMA/3/I | 2019-03-22
444 | Oppervlaktewater*3 | p,p’-DDT | GC-MS/MS: WAC/IV/A/015; CMA/3/I | Eau superficielle*3 | p,p’-DDT | GC-MS/MS: WAC/IV/A/015; CMA/3/I | 2019-03-22
444 | Oppervlaktewater*3 | pentachloorbenzeen | GC-MS/MS: WAC/IV/A/015; CMA/3/I | Eau superficielle*3 | pentachlorobenzène | GC-MS/MS: WAC/IV/A/015; CMA/3/I | 2019-03-22
444 | Oppervlaktewater*3 | pentachloronitrobenzeen | GC-MS/MS: WAC/IV/A/015; CMA/3/I | Eau superficielle*3 | pentachloronitrobenzène | GC-MS/MS: WAC/IV/A/015; CMA/3/I | 2019-03-22
444 | Oppervlaktewater*3 | telodrin | GC-MS/MS: WAC/IV/A/015; CMA/3/I | Eau superficielle*3 | telodrine | GC-MS/MS: WAC/IV/A/015; CMA/3/I | 2019-03-22
444 | Oppervlaktewater*3 | trans-chloordaan | GC-MS/MS: WAC/IV/A/015; CMA/3/I | Eau superficielle*3 | trans-chloordane | GC-MS/MS: WAC/IV/A/015; CMA/3/I | 2019-03-22
444 | Oppervlaktewater*3 | trifluralin | GC-MS/MS: WAC/IV/A/015; CMA/3/I | Eau superficielle*3 | trifluralin | GC-MS/MS: WAC/IV/A/015; CMA/3/I | 2019-03-22
444 | Afvalwater*1 | o, p'-dicofol | GC-MS/MS: WAC/IV/A/015; CMA/3/I | Eau résiduaire*1 | o, p'-dicofol | GC-MS/MS: WAC/IV/A/015; CMA/3/I | 2020-01-14
444 | Afvalwater*1 | p, p'-dicofol | GC-MS/MS: WAC/IV/A/015; CMA/3/I | Eau résiduaire*1 | p, p'-dicofol | GC-MS/MS: WAC/IV/A/015; CMA/3/I | 2020-01-14
444 | Drinkwater*4 | o, p'-dicofol | GC-MS/MS: WAC/IV/A/015; CMA/3/I | Eau potable*4 | o, p'-dicofol | GC-MS/MS: WAC/IV/A/015; CMA/3/I | 2020-01-14
444 | Drinkwater*4 | p, p'-dicofol | GC-MS/MS: WAC/IV/A/015; CMA/3/I | Eau potable*4 | p, p'-dicofol | GC-MS/MS: WAC/IV/A/015; CMA/3/I | 2020-01-14
444 | Grondwater*2 | o, p'-dicofol | GC-MS/MS: WAC/IV/A/015; CMA/3/I | Eau souterraine*2 | o, p'-dicofol | GC-MS/MS: WAC/IV/A/015; CMA/3/I | 2020-01-14
444 | Grondwater*2 | p, p'-dicofol | GC-MS/MS: WAC/IV/A/015; CMA/3/I | Eau souterraine*2 | p, p'-dicofol | GC-MS/MS: WAC/IV/A/015; CMA/3/I | 2020-01-14
444 | Oppervlaktewater*3 | o, p'-dicofol | GC-MS/MS: WAC/IV/A/015; CMA/3/I | Eau superficielle*3 | o, p'-dicofol | GC-MS/MS: WAC/IV/A/015; CMA/3/I | 2020-01-14
444 | Oppervlaktewater*3 | p, p'-dicofol | GC-MS/MS: WAC/IV/A/015; CMA/3/I | Eau superficielle*3 | p, p'-dicofol | GC-MS/MS: WAC/IV/A/015; CMA/3/I | 2020-01-14
449 | Waterbodem | alfa-Hexachloorcyclohexaan | GC-MS/MS: CMA/3/Y | Sédiments aquatiques | alfa-HCH (hexachlorocyclohexane) | GC-MS/MS: CMA/3/Y | 2021-10-15
449 | Waterbodem | p,p'-DDT | GC-MS/MS; CMA/3/Y | Sédiments aquatiques | p,p'-DDT | GC-MS/MS; CMA/3/Y | 2021-10-15
449 | Waterbodem | o,p'-DDE | GC-MS/MS: CMA/3/Y | Sédiments aquatiques | o,p'-DDE | GC-MS/MS: CMA/3/Y | 2021-10-15
449 | Waterbodem | Dieldrin | GC-MS/MS: CMA/3/Y | Sédiments aquatiques | Dieldrine | GC-MS/MS: CMA/3/Y | 2021-10-15
449 | Waterbodem | p,p'-DDE | GC-MS/MS: CMA/3/Y | Sédiments aquatiques | p,p'-DDE | GC-MS/MS: CMA/3/Y | 2021-10-15
449 | Waterbodem | p,p'-DDD | GC-MS/MS: CMA/3/Y | Sédiments aquatiques | p,p'-DDD | GC-MS/MS: CMA/3/Y | 2021-10-15
449 | Waterbodem | alfa-Endosulfan | GC-MS/MS; CMA/3/Y | Sédiments aquatiques | alfa-Endosulfan | GC-MS/MS; CMA/3/Y | 2021-10-15
449 | Waterbodem | trans-Chloordaan | GC-MS/MS: CMA/3/Y | Sédiments aquatiques | trans-Chloordane | GC-MS/MS: CMA/3/Y | 2021-10-15
449 | Waterbodem | beta-Hexachloorcyclohexaan | GC-MS/MS: CMA/3/Y | Sédiments aquatiques | beta-Hexachloorcyclohexane | GC-MS/MS: CMA/3/Y | 2021-10-15
449 | Waterbodem | cis-Chloordaan | GC-MS/MS: CMA/3/Y | Sédiments aquatiques | cis-Chloordane | GC-MS/MS: CMA/3/Y | 2021-10-15
449 | Waterbodem | o,p'-DDD | GC-MS/MS: CMA/3/Y | Sédiments aquatiques | o,p'-DDD | GC-MS/MS: CMA/3/Y | 2021-10-15
449 | Waterbodem | o,p'-DDT | GC-MS/MS: CMA/3/Y | Sédiments aquatiques | o,p'-DDT | GC-MS/MS: CMA/3/Y | 2021-10-15
449 | Waterbodem | Aldrin | GC-MS/MS: CMA/3/Y | Sédiments aquatiques | Aldrine | GC-MS/MS: CMA/3/Y | 2021-10-15
449 | Waterbodem | beta-Endosulfan | GC-MS/MS: CMA/3/Y | Sédiments aquatiques | beta-Endosulfan | GC-MS/MS: CMA/3/Y | 2021-10-15
449 | Waterbodem | gamma-Hexachloorcyclohexaan (Lindaan) | GC-MS/MS: CMA/3/Y | Sédiments aquatiques | gamma-HCH (lindane) | GC-MS/MS: CMA/3/Y | 2021-10-15
449 | Waterbodem | Endosulfansulfaat | GC-MS/MS; CMA/3/Y | Sédiments aquatiques | endosulfan sulfate | GC-MS/MS; CMA/3/Y | 2021-10-15
488 | Afvalwater*1 | Ag (zilver) | Ontsluiting met HNO3/HCl: ISO 15587-1; WAC/III/B/002; CMA/2/I/A.6.1 Meting met ICP-MS: ISO 17294; WAC/III/B/011; CMA/2/I/B.5 | Eau résiduaire*1 | Ag (Argent) | Digestion avec HNO3/HCl: ISO 15587-1; WAC/III/B/002; CMA/2/I/A.6.1 Analyse par ICP-MS: ISO 17294; WAC/III/B/011; CMA/2/I/B.5 | 2019-03-22
488 | Afvalwater*1 | Hg (kwik) | Ontsluiting met HNO3/HCl: ISO 15587-1; WAC/III/B/002; CMA/2/I/A.6.1 Meting met ICP-MS: ISO 17294; WAC/III/B/011; CMA/2/I/B.5 | Eau résiduaire*1 | Hg (mercure) | Digestion avec HNO3/HCl: ISO 15587-1; WAC/III/B/002; CMA/2/I/A.6.1 Analyse par ICP-MS: ISO 17294; WAC/III/B/011; CMA/2/I/B.5 | 2023-04-07
488 | Afvalwater*1 | Sb (Antimoon) | Ontsluiting met HNO3/HCl: ISO 15587-1; WAC/III/B/002; CMA/2/I/A.6.1 Meting met ICP-MS: ISO 17294; WAC/III/B/011; CMA/2/I/B.5 | Eau résiduaire*1 | Sb (Antimoine) | Digestion avec HNO3/HCl: ISO 15587-1; WAC/III/B/002; CMA/2/I/A.6.1 Analyse par ICP-MS: ISO 17294; WAC/III/B/011; CMA/2/I/B.5 | 2019-03-22
488 | Afvalwater*1 | Se (Seleen) | Ontsluiting met HNO3/HCl: ISO 15587-1; WAC/III/B/002; CMA/2/I/A.6.1 Meting met ICP-MS: ISO 17294; WAC/III/B/011; CMA/2/I/B.5 | Eau résiduaire*1 | Se (Sélénium) | Digestion avec HNO3/HCl: ISO 15587-1; WAC/III/B/002; CMA/2/I/A.6.1 Analyse par ICP-MS: ISO 17294; WAC/III/B/011; CMA/2/I/B.5 | 2019-03-22
488 | Afvalwater*1 | Co (Cobalt) | Ontsluiting met HNO3/HCl: ISO 15587-1; WAC/III/B/002; CMA/2/I/A.6.1 Meting met ICP-MS: ISO 17294; WAC/III/B/011; CMA/2/I/B.5 | Eau résiduaire*1 | Co (Cobalt) | Digestion avec HNO3/HCl: ISO 15587-1; WAC/III/B/002; CMA/2/I/A.6.1 Analyse par ICP-MS: ISO 17294; WAC/III/B/011; CMA/2/I/B.5 | 2019-10-15
488 | Afvalwater*1 | La (Lanthaan) | Ontsluiting met HNO3/HCl: ISO 15587-1; WAC/III/B/002; CMA/2/I/A.6.1 Meting met ICP-MS: ISO 17294; WAC/III/B/011; CMA/2/I/B.5 | Eau résiduaire*1 | La (Lanthane) | Digestion avec HNO3/HCl: ISO 15587-1; WAC/III/B/002; CMA/2/I/A.6.1 Analyse par ICP-MS: ISO 17294; WAC/III/B/011; CMA/2/I/B.5 | 2020-09-08
488 | Afvalwater*1 | As (Arseen) | Ontsluiting met HNO3: ISO 15587-2; WAC/III/B/001; CMA/2/I/A.6.3; Meting met ICP-MS: ISO 17294; WAC/III/B/011; CMA/2/I/B.5 | Eau résiduaire*1 | As (Arsène) | Digestion avec HNO3: ISO 15587-2; WAC/III/B/001; CMA/2/I/A.6.3; Analyse par ICP-MS: ISO 17294; WAC/III/B/011; CMA/2/I/B.5 | 2020-10-29
488 | Afvalwater*1 | Ba (Barium) | Ontsluiting met HNO3/HCl: ISO 15587-1; WAC/III/B/002; CMA/2/I/A.6.1 Meting met ICP-MS: ISO 17294; WAC/III/B/011; CMA/2/I/B.5 | Eau résiduaire*1 | Ba (Baryum) | Digestion avec HNO3/HCl: ISO 15587-1; WAC/III/B/002; CMA/2/I/A.6.1 Analyse par ICP-MS: ISO 17294; WAC/III/B/011; CMA/2/I/B.5 | 2020-10-29
488 | Afvalwater*1 | Cd (Cadmium) | Ontsluiting met HNO3: ISO 15587-2; WAC/III/B/001; CMA/2/I/A.6.3; Meting met ICP-MS: ISO 17294; WAC/III/B/011; CMA/2/I/B.5 | Eau résiduaire*1 | Cd (Cadmium) | Digestion avec HNO3: ISO 15587-2; WAC/III/B/001; CMA/2/I/A.6.3; Analyse par ICP-MS: ISO 17294; WAC/III/B/011; CMA/2/I/B.5 | 2020-10-29
488 | Afvalwater*1 | Cr (Chroom) | Ontsluiting met HNO3/HCl: ISO 15587-1; WAC/III/B/002; CMA/2/I/A.6.1 Meting met ICP-MS: ISO 17294; WAC/III/B/011; CMA/2/I/B.5 | Eau résiduaire*1 | Cr (Chrome) | Digestion avec HNO3/HCl: ISO 15587-1; WAC/III/B/002; CMA/2/I/A.6.1 Analyse par ICP-MS: ISO 17294; WAC/III/B/011; CMA/2/I/B.5 | 2020-10-29
488 | Afvalwater*1 | Cu (Koper) | Ontsluiting met HNO3: ISO 15587-2; WAC/III/B/001; CMA/2/I/A.6.3; Meting met ICP-MS: ISO 17294; WAC/III/B/011; CMA/2/I/B.5 | Eau résiduaire*1 | Cu (Cuivre) | Digestion avec HNO3: ISO 15587-2; WAC/III/B/001; CMA/2/I/A.6.3; Analyse par ICP-MS: ISO 17294; WAC/III/B/011; CMA/2/I/B.5 | 2020-10-29
488 | Afvalwater*1 | Ni (Nikkel) | Ontsluiting met HNO3: ISO 15587-2; WAC/III/B/001; CMA/2/I/A.6.3; Meting met ICP-MS: ISO 17294; WAC/III/B/011; CMA/2/I/B.5 | Eau résiduaire*1 | Ni (Nickel) | Digestion avec HNO3: ISO 15587-2; WAC/III/B/001; CMA/2/I/A.6.3; Analyse par ICP-MS: ISO 17294; WAC/III/B/011; CMA/2/I/B.5 | 2020-10-29
488 | Afvalwater*1 | P (Fosfor) | Ontsluiting met HNO3: ISO 15587-2; WAC/III/B/001; CMA/2/I/A.6.3; Meting met ICP-MS: ISO 17294; WAC/III/B/011; CMA/2/I/B.5 | Eau résiduaire*1 | P (Phosphore) | Digestion avec HNO3: ISO 15587-2; WAC/III/B/001; CMA/2/I/A.6.3; Analyse par ICP-MS: ISO 17294; WAC/III/B/011; CMA/2/I/B.5 | 2020-10-29
488 | Afvalwater*1 | Pb (Lood) | Ontsluiting met HNO3: ISO 15587-2; WAC/III/B/001; CMA/2/I/A.6.3; Meting met ICP-MS: ISO 17294; WAC/III/B/011; CMA/2/I/B.5 | Eau résiduaire*1 | Pb (Plomb) | Digestion avec HNO3: ISO 15587-2; WAC/III/B/001; CMA/2/I/A.6.3; Analyse par ICP-MS: ISO 17294; WAC/III/B/011; CMA/2/I/B.5 | 2020-10-29
488 | Afvalwater*1 | Zn (Zink) | Ontsluiting met HNO3: ISO 15587-2; WAC/III/B/001; CMA/2/I/A.6.3; Meting met ICP-MS: ISO 17294; WAC/III/B/011; CMA/2/I/B.5 | Eau résiduaire*1 | Zn (Zinc) | Digestion avec HNO3: ISO 15587-2; WAC/III/B/001; CMA/2/I/A.6.3; Analyse par ICP-MS: ISO 17294; WAC/III/B/011; CMA/2/I/B.5 | 2020-10-29
488 | Afvalwater*1 | B (Boor) | Ontsluiting met HNO3/HCl: ISO 15587-1; WAC/III/B/002; CMA/2/I/A.6.1 Meting met ICP-MS: ISO 17294; WAC/III/B/011; CMA/2/I/B.5 | Eau résiduaire*1 | B (Bore) | Digestion avec HNO3/HCl: ISO 15587-1; WAC/III/B/002; CMA/2/I/A.6.1 Analyse par ICP-MS: ISO 17294; WAC/III/B/011; CMA/2/I/B.5 | 2020-11-25
488 | Afvalwater*1 | Be (Beryllium) | Ontsluiting met HNO3/HCl: ISO 15587-1; WAC/III/B/002; CMA/2/I/A.6.1 Meting met ICP-MS: ISO 17294; WAC/III/B/011; CMA/2/I/B.5 | Eau résiduaire*1 | Be (Béryllium) | Digestion avec HNO3/HCl: ISO 15587-1; WAC/III/B/002; CMA/2/I/A.6.1 Analyse par ICP-MS: ISO 17294; WAC/III/B/011; CMA/2/I/B.5 | 2020-11-25
488 | Afvalwater*1 | Ce (Cerium) | Ontsluiting met HNO3/HCl: ISO 15587-1; WAC/III/B/002; CMA/2/I/A.6.1 Meting met ICP-MS: ISO 17294; WAC/III/B/011; CMA/2/I/B.5 | Eau résiduaire*1 | Ce (Cérium) | Digestion avec HNO3/HCl: ISO 15587-1; WAC/III/B/002; CMA/2/I/A.6.1 Analyse par ICP-MS: ISO 17294; WAC/III/B/011; CMA/2/I/B.5 | 2020-11-25
488 | Afvalwater*1 | Mo (Molybdeen) | Ontsluiting met HNO3/HCl: ISO 15587-1; WAC/III/B/002; CMA/2/I/A.6.1 Meting met ICP-MS: ISO 17294; WAC/III/B/011; CMA/2/I/B.5 | Eau résiduaire*1 | Mo (Molybdène) | Digestion avec HNO3/HCl: ISO 15587-1; WAC/III/B/002; CMA/2/I/A.6.1 Analyse par ICP-MS: ISO 17294; WAC/III/B/011; CMA/2/I/B.5 | 2020-11-25
488 | Afvalwater*1 | Sn (Tin) | Ontsluiting met HNO3/HCl: ISO 15587-1; WAC/III/B/002; CMA/2/I/A.6.1 Meting met ICP-MS: ISO 17294; WAC/III/B/011; CMA/2/I/B.5 | Eau résiduaire*1 | Sn (Étain) | Digestion avec HNO3/HCl: ISO 15587-1; WAC/III/B/002; CMA/2/I/A.6.1 Analyse par ICP-MS: ISO 17294; WAC/III/B/011; CMA/2/I/B.5 | 2020-11-25
488 | Afvalwater*1 | Te (Tellurium) | Ontsluiting met HNO3/HCl: ISO 15587-1; WAC/III/B/002; CMA/2/I/A.6.1 Meting met ICP-MS: ISO 17294; WAC/III/B/011; CMA/2/I/B.5 | Eau résiduaire*1 | Te (Tellure) | Digestion avec HNO3/HCl: ISO 15587-1; WAC/III/B/002; CMA/2/I/A.6.1 Analyse par ICP-MS: ISO 17294; WAC/III/B/011; CMA/2/I/B.5 | 2020-11-25
488 | Afvalwater*1 | Ti (Titanium) | Ontsluiting met HNO3/HCl: ISO 15587-1; WAC/III/B/002; CMA/2/I/A.6.1 Meting met ICP-MS: ISO 17294; WAC/III/B/011; CMA/2/I/B.5 | Eau résiduaire*1 | Ti (Titane) | Digestion avec HNO3/HCl: ISO 15587-1; WAC/III/B/002; CMA/2/I/A.6.1 Analyse par ICP-MS: ISO 17294; WAC/III/B/011; CMA/2/I/B.5 | 2020-11-25
488 | Afvalwater*1 | Tl (Thallium) | Ontsluiting met HNO3/HCl: ISO 15587-1; WAC/III/B/002; CMA/2/I/A.6.1 Meting met ICP-MS: ISO 17294; WAC/III/B/011; CMA/2/I/B.5 | Eau résiduaire*1 | Tl (Thallium) | Digestion avec HNO3/HCl: ISO 15587-1; WAC/III/B/002; CMA/2/I/A.6.1 Analyse par ICP-MS: ISO 17294; WAC/III/B/011; CMA/2/I/B.5 | 2020-11-25
488 | Afvalwater*1 | U (Uranium) | Ontsluiting met HNO3/HCl: ISO 15587-1; WAC/III/B/002; CMA/2/I/A.6.1 Meting met ICP-MS: ISO 17294; WAC/III/B/011; CMA/2/I/B.5 | Eau résiduaire*1 | U (Uranium) | Digestion avec HNO3/HCl: ISO 15587-1; WAC/III/B/002; CMA/2/I/A.6.1 Analyse par ICP-MS: ISO 17294; WAC/III/B/011; CMA/2/I/B.5 | 2020-11-25
488 | Afvalwater*1 | V (Vanadium) | Ontsluiting met HNO3/HCl: ISO 15587-1; WAC/III/B/002; CMA/2/I/A.6.1 Meting met ICP-MS: ISO 17294; WAC/III/B/011; CMA/2/I/B.5 | Eau résiduaire*1 | V (Vanadium) | Digestion avec HNO3/HCl: ISO 15587-1; WAC/III/B/002; CMA/2/I/A.6.1 Analyse par ICP-MS: ISO 17294; WAC/III/B/011; CMA/2/I/B.5 | 2020-11-25
488 | Afvalwater*1 | Sr (Strontium) | Ontsluiting met HNO3/HCl: ISO 15587-1; WAC/III/B/002; CMA/2/I/A.6.1 Meting met ICP-MS: ISO 17294; WAC/III/B/011; CMA/2/I/B.5 | Eau résiduaire*1 | Sr (Strontium) | Digestion avec HNO3/HCl: ISO 15587-1; WAC/III/B/002; CMA/2/I/A.6.1 Analyse par ICP-MS: ISO 17294; WAC/III/B/011; CMA/2/I/B.5 | 2021-08-04
488 | Afvalwater*1 | Na (Natrium) | Ontsluiting met HNO3/HCl: ISO 15587-1; WAC/III/B/002; CMA/2/I/A.6.1 Meting met ICP-MS: ISO 17294; WAC/III/B/011; CMA/2/I/B.5 | Eau résiduaire*1 | Na (Sodium) | Digestion avec HNO3/HCl: ISO 15587-1; WAC/III/B/002; CMA/2/I/A.6.1 Analyse par ICP-MS: ISO 17294; WAC/III/B/011; CMA/2/I/B.5 | 2024-04-19
488 | Afvalwater*1 | K (Kalium) | Ontsluiting met HNO3/HCl: ISO 15587-1; WAC/III/B/002; CMA/2/I/A.6.1 Meting met ICP-MS: ISO 17294; WAC/III/B/011; CMA/2/I/B.5 | Eau résiduaire*1 | K (Potassium) | Digestion avec HNO3/HCl: ISO 15587-1; WAC/III/B/002; CMA/2/I/A.6.1 Analyse par ICP-MS: ISO 17294; WAC/III/B/011; CMA/2/I/B.5 | 2024-04-19
488 | Afvalwater*1 | Ca (Calcium) | Ontsluiting met HNO3/HCl: ISO 15587-1; WAC/III/B/002; CMA/2/I/A.6.1 Meting met ICP-MS: ISO 17294; WAC/III/B/011; CMA/2/I/B.5 | Eau résiduaire*1 | Ca (Calcium) | Digestion avec HNO3/HCl: ISO 15587-1; WAC/III/B/002; CMA/2/I/A.6.1 Analyse par ICP-MS: ISO 17294; WAC/III/B/011; CMA/2/I/B.5 | 2024-04-19
488 | Afvalwater*1 | Mg (Magnesium) | Ontsluiting met HNO3/HCl: ISO 15587-1; WAC/III/B/002; CMA/2/I/A.6.1 Meting met ICP-MS: ISO 17294; WAC/III/B/011; CMA/2/I/B.5 | Eau résiduaire*1 | Mg (Magnésium) | Digestion avec HNO3/HCl: ISO 15587-1; WAC/III/B/002; CMA/2/I/A.6.1 Analyse par ICP-MS: ISO 17294; WAC/III/B/011; CMA/2/I/B.5 | 2024-04-19
488 | Afvalwater*1 | Al (Aluminium) | Ontsluiting met HNO3/HCl: ISO 15587-1; WAC/III/B/002; CMA/2/I/A.6.1 Meting met ICP-MS: ISO 17294; WAC/III/B/011; CMA/2/I/B.5 | Eau résiduaire*1 | Al (Aluminium) | Digestion avec HNO3/HCl: ISO 15587-1; WAC/III/B/002; CMA/2/I/A.6.1 Analyse par ICP-MS: ISO 17294; WAC/III/B/011; CMA/2/I/B.5 | 2024-04-19
488 | Afvalwater*1 | Mangaan (Mn) | Ontsluiting met HNO3/HCl: ISO 15587-1; WAC/III/B/002; CMA/2/I/A.6.1 Meting met ICP-MS: ISO 17294; WAC/III/B/011; CMA/2/I/B.5 | Eau résiduaire*1 | Mn (Manganèse) | Digestion avec HNO3/HCl: ISO 15587-1; WAC/III/B/002; CMA/2/I/A.6.1 Analyse par ICP-MS: ISO 17294; WAC/III/B/011; CMA/2/I/B.5 | 2024-04-19
488 | Afvalwater*1 | Fe (Ijzer) | Ontsluiting met HNO3/HCl: ISO 15587-1; WAC/III/B/002; CMA/2/I/A.6.1 Meting met ICP-MS: ISO 17294; WAC/III/B/011; CMA/2/I/B.5 | Eau résiduaire*1 | Fe (Fer) | Digestion avec HNO3/HCl: ISO 15587-1; WAC/III/B/002; CMA/2/I/A.6.1 Analyse par ICP-MS: ISO 17294; WAC/III/B/011; CMA/2/I/B.5 | 2024-04-19
488 | Drinkwater*4 | Ag (zilver) | Meting met ICP-MS: ISO 17294; WAC/III/B/011; CMA/2/I/B.5 | Eau potable*4 | Ag (Argent) | Analyse par ICP-MS: ISO 17294; WAC/III/B/011; CMA/2/I/B.5 | 2019-03-22
488 | Drinkwater*4 | As (Arseen) | Meting met ICP-MS: ISO 17294; WAC/III/B/011; CMA/2/I/B.5 | Eau potable*4 | As (Arsène) | Analyse par ICP-MS: ISO 17294; WAC/III/B/011; CMA/2/I/B.5 | 2019-03-22
488 | Drinkwater*4 | B (Boor) | Meting met ICP-MS: ISO 17294; WAC/III/B/011; CMA/2/I/B.5 | Eau potable*4 | B (Bore) | Analyse par ICP-MS: ISO 17294; WAC/III/B/011; CMA/2/I/B.5 | 2019-03-22
488 | Drinkwater*4 | Ba (Barium) | Meting met ICP-MS: ISO 17294; WAC/III/B/011; CMA/2/I/B.5 | Eau potable*4 | Ba (Baryum) | Analyse par ICP-MS: ISO 17294; WAC/III/B/011; CMA/2/I/B.5 | 2019-03-22
488 | Drinkwater*4 | Cd (Cadmium) | Meting met ICP-MS: ISO 17294; WAC/III/B/011; CMA/2/I/B.5 | Eau potable*4 | Cd (Cadmium) | Analyse par ICP-MS: ISO 17294; WAC/III/B/011; CMA/2/I/B.5 | 2019-03-22
488 | Drinkwater*4 | Co (Cobalt) | Meting met ICP-MS: ISO 17294; WAC/III/B/011; CMA/2/I/B.5 | Eau potable*4 | Co (Cobalt) | Analyse par ICP-MS: ISO 17294; WAC/III/B/011; CMA/2/I/B.5 | 2019-03-22
488 | Drinkwater*4 | Cr (Chroom) | Meting met ICP-MS: ISO 17294; WAC/III/B/011; CMA/2/I/B.5 | Eau potable*4 |  | Analyse par ICP-MS: ISO 17294; WAC/III/B/011; CMA/2/I/B.5 | 2019-03-22
488 | Drinkwater*4 | Cu (Koper) | Meting met ICP-MS: ISO 17294; WAC/III/B/011; CMA/2/I/B.5 | Eau potable*4 |  | Analyse par ICP-MS: ISO 17294; WAC/III/B/011; CMA/2/I/B.5 | 2019-03-22
488 | Drinkwater*4 | Ni (Nikkel) | Meting met ICP-MS: ISO 17294; WAC/III/B/011; CMA/2/I/B.5 | Eau potable*4 |  | Analyse par ICP-MS: ISO 17294; WAC/III/B/011; CMA/2/I/B.5 | 2019-03-22
488 | Drinkwater*4 | P (Fosfor) | Meting met ICP-MS: ISO 17294; WAC/III/B/011; CMA/2/I/B.5 | Eau potable*4 |  | Analyse par ICP-MS: ISO 17294; WAC/III/B/011; CMA/2/I/B.5 | 2019-03-22
488 | Drinkwater*4 | Pb (Lood) | Meting met ICP-MS: ISO 17294; WAC/III/B/011; CMA/2/I/B.5 | Eau potable*4 |  | Analyse par ICP-MS: ISO 17294; WAC/III/B/011; CMA/2/I/B.5 | 2019-03-22
488 | Drinkwater*4 | Sb (Antimoon) | Meting met ICP-MS: ISO 17294; WAC/III/B/011; CMA/2/I/B.5 | Eau potable*4 |  | Analyse par ICP-MS: ISO 17294; WAC/III/B/011; CMA/2/I/B.5 | 2019-03-22
488 | Drinkwater*4 | Se (Seleen) | Meting met ICP-MS: ISO 17294; WAC/III/B/011; CMA/2/I/B.5 | Eau potable*4 |  | Analyse par ICP-MS: ISO 17294; WAC/III/B/011; CMA/2/I/B.5 | 2019-03-22
488 | Drinkwater*4 | Zn (Zink) | Meting met ICP-MS: ISO 17294; WAC/III/B/011; CMA/2/I/B.5 | Eau potable*4 |  | Analyse par ICP-MS: ISO 17294; WAC/III/B/011; CMA/2/I/B.5 | 2019-03-22
488 | Drinkwater*4 | Hg (kwik) | Meting met ICP-MS: ISO 17294; WAC/III/B/011; CMA/2/I/B.5 | Eau potable*4 | Hg (mercure) | Analyse par ICP-MS: ISO 17294; WAC/III/B/011; CMA/2/I/B.5 | 2023-04-07
488 | Drinkwater*4 | Be (Beryllium) | Meting met ICP-MS: ISO 17294; WAC/III/B/011; CMA/2/I/B.5 | Eau potable*4 | Be (Béryllium) | Analyse par ICP-MS: ISO 17294; WAC/III/B/011; CMA/2/I/B.5 | 2020-11-25 | B (Bore)
488 | Drinkwater*4 | Ce (Cerium) | Meting met ICP-MS: ISO 17294; WAC/III/B/011; CMA/2/I/B.5 | Eau potable*4 | Ce (Cérium) | Analyse par ICP-MS: ISO 17294; WAC/III/B/011; CMA/2/I/B.5 | 2020-11-25 | Be (Béryllium)
488 | Drinkwater*4 | La (Lanthaan) | Meting met ICP-MS: ISO 17294; WAC/III/B/011; CMA/2/I/B.5 | Eau potable*4 |  | Analyse par ICP-MS: ISO 17294; WAC/III/B/011; CMA/2/I/B.5 | 2020-11-25 | Ce (Cérium)
488 | Drinkwater*4 | Mo (Molybdeen) | Meting met ICP-MS: ISO 17294; WAC/III/B/011; CMA/2/I/B.5 | Eau potable*4 |  | Analyse par ICP-MS: ISO 17294; WAC/III/B/011; CMA/2/I/B.5 | 2020-11-25 | Mo (Molybdène)
488 | Drinkwater*4 | Sn (Tin) | Meting met ICP-MS: ISO 17294; WAC/III/B/011; CMA/2/I/B.5 | Eau potable*4 |  | Analyse par ICP-MS: ISO 17294; WAC/III/B/011; CMA/2/I/B.5 | 2020-11-25 | Sn (Étain)
488 | Drinkwater*4 | Te (Tellurium) | Meting met ICP-MS: ISO 17294; WAC/III/B/011; CMA/2/I/B.5 | Eau potable*4 |  | Analyse par ICP-MS: ISO 17294; WAC/III/B/011; CMA/2/I/B.5 | 2020-11-25 | Te (Tellure)
488 | Drinkwater*4 | Ti (Titanium) | Meting met ICP-MS: ISO 17294; WAC/III/B/011; CMA/2/I/B.5 | Eau potable*4 |  | Analyse par ICP-MS: ISO 17294; WAC/III/B/011; CMA/2/I/B.5 | 2020-11-25 | Ti (Titane)
488 | Drinkwater*4 | Tl (Thallium) | Meting met ICP-MS: ISO 17294; WAC/III/B/011; CMA/2/I/B.5 | Eau potable*4 |  | Analyse par ICP-MS: ISO 17294; WAC/III/B/011; CMA/2/I/B.5 | 2020-11-25 | Tl (Thallium)
488 | Drinkwater*4 | U (Uranium) | Meting met ICP-MS: ISO 17294; WAC/III/B/011; CMA/2/I/B.5 | Eau potable*4 |  | Analyse par ICP-MS: ISO 17294; WAC/III/B/011; CMA/2/I/B.5 | 2020-11-25 | U (Uranium)
488 | Drinkwater*4 | V (Vanadium) | Meting met ICP-MS: ISO 17294; WAC/III/B/011; CMA/2/I/B.5 | Eau potable*4 |  | Analyse par ICP-MS: ISO 17294; WAC/III/B/011; CMA/2/I/B.5 | 2020-11-25 | V (Vanadium)
488 | Drinkwater*4 | Sr (Strontium) | Meting met ICP-MS: ISO 17294; WAC/III/B/011; CMA/2/I/B.5 | Eau potable*4 |  | Analyse par ICP-MS: ISO 17294; WAC/III/B/011; CMA/2/I/B.5 | 2021-08-04 | Sr (Strontium)
488 | Drinkwater*4 | Na (Natrium) | Meting met ICP-MS: ISO 17294; WAC/III/B/011; CMA/2/I/B.5 | Eau potable*4 |  | Analyse par ICP-MS: ISO 17294; WAC/III/B/011; CMA/2/I/B.5 | 2024-04-19 | Na (Sodium)
488 | Drinkwater*4 | K (Kalium) | Meting met ICP-MS: ISO 17294; WAC/III/B/011; CMA/2/I/B.5 | Eau potable*4 |  | Analyse par ICP-MS: ISO 17294; WAC/III/B/011; CMA/2/I/B.5 | 2024-04-19 | K (Potassium)
488 | Drinkwater*4 | Ca (Calcium) | Meting met ICP-MS: ISO 17294; WAC/III/B/011; CMA/2/I/B.5 | Eau potable*4 | Ca (Calcium) | Analyse par ICP-MS: ISO 17294; WAC/III/B/011; CMA/2/I/B.5 | 2024-04-19 | Ca (Calcium)
488 | Drinkwater*4 | Mg (Magnesium) | Meting met ICP-MS: ISO 17294; WAC/III/B/011; CMA/2/I/B.5 | Eau potable*4 |  | Analyse par ICP-MS: ISO 17294; WAC/III/B/011; CMA/2/I/B.5 | 2024-04-19 | Mg (Magnésium)
488 | Drinkwater*4 | Al (Aluminium) | Meting met ICP-MS: ISO 17294; WAC/III/B/011; CMA/2/I/B.5 | Eau potable*4 | Al (Aluminium) | Analyse par ICP-MS: ISO 17294; WAC/III/B/011; CMA/2/I/B.5 | 2024-04-19 | Al (Aluminium)
488 | Drinkwater*4 | Mangaan (Mn) | Meting met ICP-MS: ISO 17294; WAC/III/B/011; CMA/2/I/B.5 | Eau potable*4 |  | Analyse par ICP-MS: ISO 17294; WAC/III/B/011; CMA/2/I/B.5 | 2024-04-19
488 | Drinkwater*4 | Fe (Ijzer) | Meting met ICP-MS: ISO 17294; WAC/III/B/011; CMA/2/I/B.5 | Eau potable*4 | Fe (Fer) | Analyse par ICP-MS: ISO 17294; WAC/III/B/011; CMA/2/I/B.5 | 2024-04-19
488 | Grondwater*2 | Ag (zilver) | Meting met ICP-MS: ISO 17294; WAC/III/B/011; CMA/2/I/B.5 | Eau souterraine*2 | Ag (Argent) | Analyse par ICP-MS: ISO 17294; WAC/III/B/011; CMA/2/I/B.5 | 2019-03-22
488 | Grondwater*2 | As (Arseen) | Meting met ICP-MS: ISO 17294; WAC/III/B/011; CMA/2/I/B.5 | Eau souterraine*2 | As (Arsène) | Analyse par ICP-MS: ISO 17294; WAC/III/B/011; CMA/2/I/B.5 | 2019-03-22
488 | Grondwater*2 | B (Boor) | Meting met ICP-MS: ISO 17294; WAC/III/B/011; CMA/2/I/B.5 | Eau souterraine*2 | B (Bore) | Analyse par ICP-MS: ISO 17294; WAC/III/B/011; CMA/2/I/B.5 | 2019-03-22
488 | Grondwater*2 | Ba (Barium) | Meting met ICP-MS: ISO 17294; WAC/III/B/011; CMA/2/I/B.5 | Eau souterraine*2 | Ba (Baryum) | Analyse par ICP-MS: ISO 17294; WAC/III/B/011; CMA/2/I/B.5 | 2019-03-22
488 | Grondwater*2 | Cd (Cadmium) | Meting met ICP-MS: ISO 17294; WAC/III/B/011; CMA/2/I/B.5 | Eau souterraine*2 | Cd (Cadmium) | Analyse par ICP-MS: ISO 17294; WAC/III/B/011; CMA/2/I/B.5 | 2019-03-22
488 | Grondwater*2 | Co (Cobalt) | Meting met ICP-MS: ISO 17294; WAC/III/B/011; CMA/2/I/B.5 | Eau souterraine*2 | Co (Cobalt) | Analyse par ICP-MS: ISO 17294; WAC/III/B/011; CMA/2/I/B.5 | 2019-03-22
488 | Grondwater*2 | Cr (Chroom) | Meting met ICP-MS: ISO 17294; WAC/III/B/011; CMA/2/I/B.5 | Eau souterraine*2 | Cr (Chrome) | Analyse par ICP-MS: ISO 17294; WAC/III/B/011; CMA/2/I/B.5 | 2019-03-22
488 | Grondwater*2 | Cu (Koper) | Meting met ICP-MS: ISO 17294; WAC/III/B/011; CMA/2/I/B.5 | Eau souterraine*2 | Cu (Cuivre) | Analyse par ICP-MS: ISO 17294; WAC/III/B/011; CMA/2/I/B.5 | 2019-03-22
488 | Grondwater*2 | Ni (Nikkel) | Meting met ICP-MS: ISO 17294; WAC/III/B/011; CMA/2/I/B.5 | Eau souterraine*2 | Ni (Nickel) | Analyse par ICP-MS: ISO 17294; WAC/III/B/011; CMA/2/I/B.5 | 2019-03-22
488 | Grondwater*2 | P (Fosfor) | Meting met ICP-MS: ISO 17294; WAC/III/B/011; CMA/2/I/B.5 | Eau souterraine*2 | P (Phosphore) | Analyse par ICP-MS: ISO 17294; WAC/III/B/011; CMA/2/I/B.5 | 2019-03-22
488 | Grondwater*2 | Pb (Lood) | Meting met ICP-MS: ISO 17294; WAC/III/B/011; CMA/2/I/B.5 | Eau souterraine*2 | Pb (Plomb) | Analyse par ICP-MS: ISO 17294; WAC/III/B/011; CMA/2/I/B.5 | 2019-03-22
488 | Grondwater*2 | Sb (Antimoon) | Meting met ICP-MS: ISO 17294; WAC/III/B/011; CMA/2/I/B.5 | Eau souterraine*2 | Sb (Antimoine) | Analyse par ICP-MS: ISO 17294; WAC/III/B/011; CMA/2/I/B.5 | 2019-03-22
488 | Grondwater*2 | Se (Seleen) | Meting met ICP-MS: ISO 17294; WAC/III/B/011; CMA/2/I/B.5 | Eau souterraine*2 | Se (Sélénium) | Analyse par ICP-MS: ISO 17294; WAC/III/B/011; CMA/2/I/B.5 | 2019-03-22
488 | Grondwater*2 | Zn (Zink) | Meting met ICP-MS: ISO 17294; WAC/III/B/011; CMA/2/I/B.5 | Eau souterraine*2 | Zn (Zinc) | Analyse par ICP-MS: ISO 17294; WAC/III/B/011; CMA/2/I/B.5 | 2019-03-22
488 | Grondwater*2 | Be (Beryllium) | Meting met ICP-MS: ISO 17294; WAC/III/B/011; CMA/2/I/B.5 | Eau souterraine*2 | Be (Béryllium) | Analyse par ICP-MS: ISO 17294; WAC/III/B/011; CMA/2/I/B.5 | 2020-11-25
488 | Grondwater*2 | Ce (Cerium) | Meting met ICP-MS: ISO 17294; WAC/III/B/011; CMA/2/I/B.5 | Eau souterraine*2 | Ce (Cérium) | Analyse par ICP-MS: ISO 17294; WAC/III/B/011; CMA/2/I/B.5 | 2020-11-25
488 | Grondwater*2 | La (Lanthaan) | Meting met ICP-MS: ISO 17294; WAC/III/B/011; CMA/2/I/B.5 | Eau souterraine*2 | La (Lanthane) | Analyse par ICP-MS: ISO 17294; WAC/III/B/011; CMA/2/I/B.5 | 2020-11-25
488 | Grondwater*2 | Mo (Molybdeen) | Meting met ICP-MS: ISO 17294; WAC/III/B/011; CMA/2/I/B.5 | Eau souterraine*2 | Mo (Molybdène) | Analyse par ICP-MS: ISO 17294; WAC/III/B/011; CMA/2/I/B.5 | 2020-11-25
488 | Grondwater*2 | Sn (Tin) | Meting met ICP-MS: ISO 17294; WAC/III/B/011; CMA/2/I/B.5 | Eau souterraine*2 | Sn (Étain) | Analyse par ICP-MS: ISO 17294; WAC/III/B/011; CMA/2/I/B.5 | 2020-11-25
488 | Grondwater*2 | Te (Tellurium) | Meting met ICP-MS: ISO 17294; WAC/III/B/011; CMA/2/I/B.5 | Eau souterraine*2 | Te (Tellure) | Analyse par ICP-MS: ISO 17294; WAC/III/B/011; CMA/2/I/B.5 | 2020-11-25
488 | Grondwater*2 | Ti (Titanium) | Meting met ICP-MS: ISO 17294; WAC/III/B/011; CMA/2/I/B.5 | Eau souterraine*2 | Ti (Titane) | Analyse par ICP-MS: ISO 17294; WAC/III/B/011; CMA/2/I/B.5 | 2020-11-25
488 | Grondwater*2 | Tl (Thallium) | Meting met ICP-MS: ISO 17294; WAC/III/B/011; CMA/2/I/B.5 | Eau souterraine*2 | Tl (Thallium) | Analyse par ICP-MS: ISO 17294; WAC/III/B/011; CMA/2/I/B.5 | 2020-11-25
488 | Grondwater*2 | U (Uranium) | Meting met ICP-MS: ISO 17294; WAC/III/B/011; CMA/2/I/B.5 | Eau souterraine*2 | U (Uranium) | Analyse par ICP-MS: ISO 17294; WAC/III/B/011; CMA/2/I/B.5 | 2020-11-25
488 | Grondwater*2 | V (Vanadium) | Meting met ICP-MS: ISO 17294; WAC/III/B/011; CMA/2/I/B.5 | Eau souterraine*2 | V (Vanadium) | Analyse par ICP-MS: ISO 17294; WAC/III/B/011; CMA/2/I/B.5 | 2020-11-25
488 | Grondwater*2 | Hg (kwik) | Meting met ICP-MS: ISO 17294; WAC/III/B/011; CMA/2/I/B.5 | Eau souterraine*2 | Hg (mercure) | Analyse par ICP-MS: ISO 17294; WAC/III/B/011; CMA/2/I/B.5 | 2023-04-07
488 | Grondwater*2 | Sr (Strontium) | Meting met ICP-MS: ISO 17294; WAC/III/B/011; CMA/2/I/B.5 | Eau souterraine*2 | Sr (Strontium) | Analyse par ICP-MS: ISO 17294; WAC/III/B/011; CMA/2/I/B.5 | 2021-08-04
488 | Grondwater*2 | Na (Natrium) | Meting met ICP-MS: ISO 17294; WAC/III/B/011; CMA/2/I/B.5 | Eau souterraine*2 | Na (Sodium) | Analyse par ICP-MS: ISO 17294; WAC/III/B/011; CMA/2/I/B.5 | 2024-04-19
488 | Grondwater*2 | K (Kalium) | Meting met ICP-MS: ISO 17294; WAC/III/B/011; CMA/2/I/B.5 | Eau souterraine*2 | K (Potassium) | Analyse par ICP-MS: ISO 17294; WAC/III/B/011; CMA/2/I/B.5 | 2024-04-19
488 | Grondwater*2 | Ca (Calcium) | Meting met ICP-MS: ISO 17294; WAC/III/B/011; CMA/2/I/B.5 | Eau souterraine*2 | Ca (Calcium) | Analyse par ICP-MS: ISO 17294; WAC/III/B/011; CMA/2/I/B.5 | 2024-04-19
488 | Grondwater*2 | Mg (Magnesium) | Meting met ICP-MS: ISO 17294; WAC/III/B/011; CMA/2/I/B.5 | Eau souterraine*2 | Mg (Magnésium) | Analyse par ICP-MS: ISO 17294; WAC/III/B/011; CMA/2/I/B.5 | 2024-04-19
488 | Grondwater*2 | Al (Aluminium) | Meting met ICP-MS: ISO 17294; WAC/III/B/011; CMA/2/I/B.5 | Eau souterraine*2 | Al (Aluminium) | Analyse par ICP-MS: ISO 17294; WAC/III/B/011; CMA/2/I/B.5 | 2024-04-19
488 | Grondwater*2 | Mangaan (Mn) | Meting met ICP-MS: ISO 17294; WAC/III/B/011; CMA/2/I/B.5 | Eau souterraine*2 | Mn (Manganèse) | Analyse par ICP-MS: ISO 17294; WAC/III/B/011; CMA/2/I/B.5 | 2024-04-19
488 | Grondwater*2 | Fe (Ijzer) | Meting met ICP-MS: ISO 17294; WAC/III/B/011; CMA/2/I/B.5 | Eau souterraine*2 | Fe (Fer) | Analyse par ICP-MS: ISO 17294; WAC/III/B/011; CMA/2/I/B.5 | 2024-04-19
488 | Oppervlaktewater*3 | Ag (zilver) | Ontsluiting met HNO3/HCl: ISO 15587-1; WAC/III/B/002; CMA/2/I/A.6.1 Meting met ICP-MS: ISO 17294; WAC/III/B/011; CMA/2/I/B.5 | Eau superficielle*3 | Ag (Argent) | Digestion avec HNO3/HCl: ISO 15587-1; WAC/III/B/002; CMA/2/I/A.6.1 Analyse par ICP-MS: ISO 17294; WAC/III/B/011; CMA/2/I/B.5 | 2019-03-22
488 | Oppervlaktewater*3 | Hg (kwik) | Ontsluiting met HNO3/HCl: ISO 15587-1; WAC/III/B/002; CMA/2/I/A.6.1 Meting met ICP-MS: ISO 17294; WAC/III/B/011; CMA/2/I/B.5 | Eau superficielle*3 | Hg (mercure) | Digestion avec HNO3/HCl: ISO 15587-1; WAC/III/B/002; CMA/2/I/A.6.1 Analyse par ICP-MS: ISO 17294; WAC/III/B/011; CMA/2/I/B.5 | 2023-04-07
488 | Oppervlaktewater*3 | Sb (Antimoon) | Ontsluiting met HNO3/HCl: ISO 15587-1; WAC/III/B/002; CMA/2/I/A.6.1 Meting met ICP-MS: ISO 17294; WAC/III/B/011; CMA/2/I/B.5 | Eau superficielle*3 | Sb (Antimoine) | Digestion avec HNO3/HCl: ISO 15587-1; WAC/III/B/002; CMA/2/I/A.6.1 Analyse par ICP-MS: ISO 17294; WAC/III/B/011; CMA/2/I/B.5 | 2019-03-22
488 | Oppervlaktewater*3 | Se (Seleen) | Ontsluiting met HNO3/HCl: ISO 15587-1; WAC/III/B/002; CMA/2/I/A.6.1 Meting met ICP-MS: ISO 17294; WAC/III/B/011; CMA/2/I/B.5 | Eau superficielle*3 | Se (Sélénium) | Digestion avec HNO3/HCl: ISO 15587-1; WAC/III/B/002; CMA/2/I/A.6.1 Analyse par ICP-MS: ISO 17294; WAC/III/B/011; CMA/2/I/B.5 | 2019-03-22
488 | Oppervlaktewater*3 | Co (Cobalt) | Ontsluiting met HNO3/HCl: ISO 15587-1; WAC/III/B/002; CMA/2/I/A.6.1 Meting met ICP-MS: ISO 17294; WAC/III/B/011; CMA/2/I/B.5 | Eau superficielle*3 | Co (Cobalt) | Digestion avec HNO3/HCl: ISO 15587-1; WAC/III/B/002; CMA/2/I/A.6.1 Analyse par ICP-MS: ISO 17294; WAC/III/B/011; CMA/2/I/B.5 | 2019-10-15
488 | Oppervlaktewater*3 | La (Lanthaan) | Ontsluiting met HNO3/HCl: ISO 15587-1; WAC/III/B/002; CMA/2/I/A.6.1 Meting met ICP-MS: ISO 17294; WAC/III/B/011; CMA/2/I/B.5 | Eau superficielle*3 | La (Lanthane) | Digestion avec HNO3/HCl: ISO 15587-1; WAC/III/B/002; CMA/2/I/A.6.1 Analyse par ICP-MS: ISO 17294; WAC/III/B/011; CMA/2/I/B.5 | 2020-09-08
488 | Oppervlaktewater*3 | As (Arseen) | Ontsluiting met HNO3: ISO 15587-2; WAC/III/B/001; CMA/2/I/A.6.3; Meting met ICP-MS: ISO 17294; WAC/III/B/011; CMA/2/I/B.5 | Eau superficielle*3 | As (Arsène) | Digestion avec HNO3: ISO 15587-2; WAC/III/B/001; CMA/2/I/A.6.3; Analyse par ICP-MS: ISO 17294; WAC/III/B/011; CMA/2/I/B.5 | 2020-10-29
488 | Oppervlaktewater*3 | Ba (Barium) | Ontsluiting met HNO3/HCl: ISO 15587-1; WAC/III/B/002; CMA/2/I/A.6.1 Meting met ICP-MS: ISO 17294; WAC/III/B/011; CMA/2/I/B.5 | Eau superficielle*3 | Ba (Baryum) | Digestion avec HNO3/HCl: ISO 15587-1; WAC/III/B/002; CMA/2/I/A.6.1 Analyse par ICP-MS: ISO 17294; WAC/III/B/011; CMA/2/I/B.5 | 2020-10-29
488 | Oppervlaktewater*3 | Cd (Cadmium) | Ontsluiting met HNO3: ISO 15587-2; WAC/III/B/001; CMA/2/I/A.6.3; Meting met ICP-MS: ISO 17294; WAC/III/B/011; CMA/2/I/B.5 | Eau superficielle*3 | Cd (Cadmium) | Digestion avec HNO3: ISO 15587-2; WAC/III/B/001; CMA/2/I/A.6.3; Analyse par ICP-MS: ISO 17294; WAC/III/B/011; CMA/2/I/B.5 | 2020-10-29
488 | Oppervlaktewater*3 | Cr (Chroom) | Ontsluiting met HNO3/HCl: ISO 15587-1; WAC/III/B/002; CMA/2/I/A.6.1 Meting met ICP-MS: ISO 17294; WAC/III/B/011; CMA/2/I/B.5 | Eau superficielle*3 | Cr (Chrome) | Digestion avec HNO3/HCl: ISO 15587-1; WAC/III/B/002; CMA/2/I/A.6.1 Analyse par ICP-MS: ISO 17294; WAC/III/B/011; CMA/2/I/B.5 | 2020-10-29
488 | Oppervlaktewater*3 | Cu (Koper) | Ontsluiting met HNO3: ISO 15587-2; WAC/III/B/001; CMA/2/I/A.6.3; Meting met ICP-MS: ISO 17294; WAC/III/B/011; CMA/2/I/B.5 | Eau superficielle*3 | Cu (Cuivre) | Digestion avec HNO3: ISO 15587-2; WAC/III/B/001; CMA/2/I/A.6.3; Analyse par ICP-MS: ISO 17294; WAC/III/B/011; CMA/2/I/B.5 | 2020-10-29
488 | Oppervlaktewater*3 | Ni (Nikkel) | Ontsluiting met HNO3: ISO 15587-2; WAC/III/B/001; CMA/2/I/A.6.3; Meting met ICP-MS: ISO 17294; WAC/III/B/011; CMA/2/I/B.5 | Eau superficielle*3 | Ni (Nickel) | Digestion avec HNO3: ISO 15587-2; WAC/III/B/001; CMA/2/I/A.6.3; Analyse par ICP-MS: ISO 17294; WAC/III/B/011; CMA/2/I/B.5 | 2020-10-29
488 | Oppervlaktewater*3 | P (Fosfor) | Ontsluiting met HNO3: ISO 15587-2; WAC/III/B/001; CMA/2/I/A.6.3; Meting met ICP-MS: ISO 17294; WAC/III/B/011; CMA/2/I/B.5 | Eau superficielle*3 | P (Phosphore) | Digestion avec HNO3: ISO 15587-2; WAC/III/B/001; CMA/2/I/A.6.3; Analyse par ICP-MS: ISO 17294; WAC/III/B/011; CMA/2/I/B.5 | 2020-10-29
488 | Oppervlaktewater*3 | Pb (Lood) | Ontsluiting met HNO3: ISO 15587-2; WAC/III/B/001; CMA/2/I/A.6.3; Meting met ICP-MS: ISO 17294; WAC/III/B/011; CMA/2/I/B.5 | Eau superficielle*3 | Pb (Plomb) | Digestion avec HNO3: ISO 15587-2; WAC/III/B/001; CMA/2/I/A.6.3; Analyse par ICP-MS: ISO 17294; WAC/III/B/011; CMA/2/I/B.5 | 2020-10-29
488 | Oppervlaktewater*3 | Zn (Zink) | Ontsluiting met HNO3: ISO 15587-2; WAC/III/B/001; CMA/2/I/A.6.3; Meting met ICP-MS: ISO 17294; WAC/III/B/011; CMA/2/I/B.5 | Eau superficielle*3 | Zn (Zinc) | Digestion avec HNO3: ISO 15587-2; WAC/III/B/001; CMA/2/I/A.6.3; Analyse par ICP-MS: ISO 17294; WAC/III/B/011; CMA/2/I/B.5 | 2020-10-29
488 | Oppervlaktewater*3 | B (Boor) | Ontsluiting met HNO3/HCl: ISO 15587-1; WAC/III/B/002; CMA/2/I/A.6.1 Meting met ICP-MS: ISO 17294; WAC/III/B/011; CMA/2/I/B.5 | Eau superficielle*3 | B (Bore) | Digestion avec HNO3/HCl: ISO 15587-1; WAC/III/B/002; CMA/2/I/A.6.1 Analyse par ICP-MS: ISO 17294; WAC/III/B/011; CMA/2/I/B.5 | 2020-11-25
488 | Oppervlaktewater*3 | Be (Beryllium) | Ontsluiting met HNO3/HCl: ISO 15587-1; WAC/III/B/002; CMA/2/I/A.6.1 Meting met ICP-MS: ISO 17294; WAC/III/B/011; CMA/2/I/B.5 | Eau superficielle*3 | Be (Béryllium) | Digestion avec HNO3/HCl: ISO 15587-1; WAC/III/B/002; CMA/2/I/A.6.1 Analyse par ICP-MS: ISO 17294; WAC/III/B/011; CMA/2/I/B.5 | 2020-11-25
488 | Oppervlaktewater*3 | Ce (Cerium) | Ontsluiting met HNO3/HCl: ISO 15587-1; WAC/III/B/002; CMA/2/I/A.6.1 Meting met ICP-MS: ISO 17294; WAC/III/B/011; CMA/2/I/B.5 | Eau superficielle*3 | Ce (Cérium) | Digestion avec HNO3/HCl: ISO 15587-1; WAC/III/B/002; CMA/2/I/A.6.1 Analyse par ICP-MS: ISO 17294; WAC/III/B/011; CMA/2/I/B.5 | 2020-11-25
488 | Oppervlaktewater*3 | Mo (Molybdeen) | Ontsluiting met HNO3/HCl: ISO 15587-1; WAC/III/B/002; CMA/2/I/A.6.1 Meting met ICP-MS: ISO 17294; WAC/III/B/011; CMA/2/I/B.5 | Eau superficielle*3 | Mo (Molybdène) | Digestion avec HNO3/HCl: ISO 15587-1; WAC/III/B/002; CMA/2/I/A.6.1 Analyse par ICP-MS: ISO 17294; WAC/III/B/011; CMA/2/I/B.5 | 2020-11-25
488 | Oppervlaktewater*3 | Sn (Tin) | Ontsluiting met HNO3/HCl: ISO 15587-1; WAC/III/B/002; CMA/2/I/A.6.1 Meting met ICP-MS: ISO 17294; WAC/III/B/011; CMA/2/I/B.5 | Eau superficielle*3 | Sn (Étain) | Digestion avec HNO3/HCl: ISO 15587-1; WAC/III/B/002; CMA/2/I/A.6.1 Analyse par ICP-MS: ISO 17294; WAC/III/B/011; CMA/2/I/B.5 | 2020-11-25
488 | Oppervlaktewater*3 | Te (Tellurium) | Ontsluiting met HNO3/HCl: ISO 15587-1; WAC/III/B/002; CMA/2/I/A.6.1 Meting met ICP-MS: ISO 17294; WAC/III/B/011; CMA/2/I/B.5 | Eau superficielle*3 | Te (Tellure) | Digestion avec HNO3/HCl: ISO 15587-1; WAC/III/B/002; CMA/2/I/A.6.1 Analyse par ICP-MS: ISO 17294; WAC/III/B/011; CMA/2/I/B.5 | 2020-11-25
488 | Oppervlaktewater*3 | Ti (Titanium) | Ontsluiting met HNO3/HCl: ISO 15587-1; WAC/III/B/002; CMA/2/I/A.6.1 Meting met ICP-MS: ISO 17294; WAC/III/B/011; CMA/2/I/B.5 | Eau superficielle*3 | Ti (Titane) | Digestion avec HNO3/HCl: ISO 15587-1; WAC/III/B/002; CMA/2/I/A.6.1 Analyse par ICP-MS: ISO 17294; WAC/III/B/011; CMA/2/I/B.5 | 2020-11-25
488 | Oppervlaktewater*3 | Tl (Thallium) | Ontsluiting met HNO3/HCl: ISO 15587-1; WAC/III/B/002; CMA/2/I/A.6.1 Meting met ICP-MS: ISO 17294; WAC/III/B/011; CMA/2/I/B.5 | Eau superficielle*3 | Tl (Thallium) | Digestion avec HNO3/HCl: ISO 15587-1; WAC/III/B/002; CMA/2/I/A.6.1 Analyse par ICP-MS: ISO 17294; WAC/III/B/011; CMA/2/I/B.5 | 2020-11-25
488 | Oppervlaktewater*3 | U (Uranium) | Ontsluiting met HNO3/HCl: ISO 15587-1; WAC/III/B/002; CMA/2/I/A.6.1 Meting met ICP-MS: ISO 17294; WAC/III/B/011; CMA/2/I/B.5 | Eau superficielle*3 | U (Uranium) | Digestion avec HNO3/HCl: ISO 15587-1; WAC/III/B/002; CMA/2/I/A.6.1 Analyse par ICP-MS: ISO 17294; WAC/III/B/011; CMA/2/I/B.5 | 2020-11-25
488 | Oppervlaktewater*3 | V (Vanadium) | Ontsluiting met HNO3/HCl: ISO 15587-1; WAC/III/B/002; CMA/2/I/A.6.1 Meting met ICP-MS: ISO 17294; WAC/III/B/011; CMA/2/I/B.5 | Eau superficielle*3 | V (Vanadium) | Digestion avec HNO3/HCl: ISO 15587-1; WAC/III/B/002; CMA/2/I/A.6.1 Analyse par ICP-MS: ISO 17294; WAC/III/B/011; CMA/2/I/B.5 | 2020-11-25
488 | Oppervlaktewater*3 | Sr (Strontium) | Ontsluiting met HNO3/HCl: ISO 15587-1; WAC/III/B/002; CMA/2/I/A.6.1 Meting met ICP-MS: ISO 17294; WAC/III/B/011; CMA/2/I/B.5 | Eau superficielle*3 | Sr (Strontium) | Digestion avec HNO3/HCl: ISO 15587-1; WAC/III/B/002; CMA/2/I/A.6.1 Analyse par ICP-MS: ISO 17294; WAC/III/B/011; CMA/2/I/B.5 | 2021-08-04
488 | Oppervlaktewater*3 | Na (Natrium) | Ontsluiting met HNO3/HCl: ISO 15587-1; WAC/III/B/002; CMA/2/I/A.6.1 Meting met ICP-MS: ISO 17294; WAC/III/B/011; CMA/2/I/B.5 | Eau superficielle*3 | Na (Sodium) | Digestion avec HNO3/HCl: ISO 15587-1; WAC/III/B/002; CMA/2/I/A.6.1 Analyse par ICP-MS: ISO 17294; WAC/III/B/011; CMA/2/I/B.5 | 2024-04-19
488 | Oppervlaktewater*3 | K (Kalium) | Ontsluiting met HNO3/HCl: ISO 15587-1; WAC/III/B/002; CMA/2/I/A.6.1 Meting met ICP-MS: ISO 17294; WAC/III/B/011; CMA/2/I/B.5 | Eau superficielle*3 | K (Potassium) | Digestion avec HNO3/HCl: ISO 15587-1; WAC/III/B/002; CMA/2/I/A.6.1 Analyse par ICP-MS: ISO 17294; WAC/III/B/011; CMA/2/I/B.5 | 2024-04-19
488 | Oppervlaktewater*3 | Ca (Calcium) | Ontsluiting met HNO3/HCl: ISO 15587-1; WAC/III/B/002; CMA/2/I/A.6.1 Meting met ICP-MS: ISO 17294; WAC/III/B/011; CMA/2/I/B.5 | Eau superficielle*3 | Ca (Calcium) | Digestion avec HNO3/HCl: ISO 15587-1; WAC/III/B/002; CMA/2/I/A.6.1 Analyse par ICP-MS: ISO 17294; WAC/III/B/011; CMA/2/I/B.5 | 2024-04-19
488 | Oppervlaktewater*3 | Mg (Magnesium) | Ontsluiting met HNO3/HCl: ISO 15587-1; WAC/III/B/002; CMA/2/I/A.6.1 Meting met ICP-MS: ISO 17294; WAC/III/B/011; CMA/2/I/B.5 | Eau superficielle*3 | Mg (Magnésium) | Digestion avec HNO3/HCl: ISO 15587-1; WAC/III/B/002; CMA/2/I/A.6.1 Analyse par ICP-MS: ISO 17294; WAC/III/B/011; CMA/2/I/B.5 | 2024-04-19
488 | Oppervlaktewater*3 | Al (Aluminium) | Ontsluiting met HNO3/HCl: ISO 15587-1; WAC/III/B/002; CMA/2/I/A.6.1 Meting met ICP-MS: ISO 17294; WAC/III/B/011; CMA/2/I/B.5 | Eau superficielle*3 | Al (Aluminium) | Digestion avec HNO3/HCl: ISO 15587-1; WAC/III/B/002; CMA/2/I/A.6.1 Analyse par ICP-MS: ISO 17294; WAC/III/B/011; CMA/2/I/B.5 | 2024-04-19
488 | Oppervlaktewater*3 | Mangaan (Mn) | Ontsluiting met HNO3/HCl: ISO 15587-1; WAC/III/B/002; CMA/2/I/A.6.1 Meting met ICP-MS: ISO 17294; WAC/III/B/011; CMA/2/I/B.5 | Eau superficielle*3 | Mn (Manganèse) | Digestion avec HNO3/HCl: ISO 15587-1; WAC/III/B/002; CMA/2/I/A.6.1 Analyse par ICP-MS: ISO 17294; WAC/III/B/011; CMA/2/I/B.5 | 2024-04-19
488 | Oppervlaktewater*3 | Fe (Ijzer) | Ontsluiting met HNO3/HCl: ISO 15587-1; WAC/III/B/002; CMA/2/I/A.6.1 Meting met ICP-MS: ISO 17294; WAC/III/B/011; CMA/2/I/B.5 | Eau superficielle*3 | Fe (Fer) | Digestion avec HNO3/HCl: ISO 15587-1; WAC/III/B/002; CMA/2/I/A.6.1 Analyse par ICP-MS: ISO 17294; WAC/III/B/011; CMA/2/I/B.5 | 2024-04-19
497 | Afvalwater*1 | 2,4,5-T | LC-MS/MS: WAC/IV/A/027 | Eau résiduaire*1 | 2,4,5-T | LC-MS/MS: WAC/IV/A/027 | 2019-03-22
497 | Afvalwater*1 | 2,4-D | LC-MS/MS: WAC/IV/A/027 | Eau résiduaire*1 | 2,4-D | LC-MS/MS: WAC/IV/A/027 | 2019-03-22
497 | Afvalwater*1 | 2,4-DB | LC-MS/MS: WAC/IV/A/027 | Eau résiduaire*1 | 2,4-DB | LC-MS/MS: WAC/IV/A/027 | 2019-03-22
497 | Afvalwater*1 | alachlor | LC-MS/MS: WAC/IV/A/027 | Eau résiduaire*1 | alachlor | LC-MS/MS: WAC/IV/A/027 | 2019-03-22
497 | Afvalwater*1 | atrazine | LC-MS/MS: WAC/IV/A/027 | Eau résiduaire*1 | atrazine | LC-MS/MS: WAC/IV/A/027 | 2019-03-22
497 | Afvalwater*1 | BAM (2,6-dichlorobenzamide) | LC-MS/MS: WAC/IV/A/027 | Eau résiduaire*1 | BAM (2,6-dichlorobenzamide) | LC-MS/MS: WAC/IV/A/027 | 2019-03-22
497 | Afvalwater*1 | bentazon | LC-MS/MS: WAC/IV/A/027 | Eau résiduaire*1 | bentazon | LC-MS/MS: WAC/IV/A/027 | 2019-03-22
497 | Afvalwater*1 | bromacil | LC-MS/MS: WAC/IV/A/027 | Eau résiduaire*1 | bromacil | LC-MS/MS: WAC/IV/A/027 | 2019-03-22
497 | Afvalwater*1 | carbendazim | LC-MS/MS: WAC/IV/A/027 | Eau résiduaire*1 | carbendazim | LC-MS/MS: WAC/IV/A/027 | 2019-03-22
497 | Afvalwater*1 | carbetamide | LC-MS/MS: WAC/IV/A/027 | Eau résiduaire*1 | carbetamide | LC-MS/MS: WAC/IV/A/027 | 2019-03-22
497 | Afvalwater*1 | chloorpropham | LC-MS/MS: WAC/IV/A/027 | Eau résiduaire*1 | chloorpropham | LC-MS/MS: WAC/IV/A/027 | 2019-03-22
497 | Afvalwater*1 | chloridazon | LC-MS/MS: WAC/IV/A/027 | Eau résiduaire*1 | chloridazon | LC-MS/MS: WAC/IV/A/027 | 2019-03-22
497 | Afvalwater*1 | chloortoluron | LC-MS/MS: WAC/IV/A/027 | Eau résiduaire*1 | chlorotoluron | LC-MS/MS: WAC/IV/A/027 | 2019-03-22
497 | Afvalwater*1 | coumafos | LC-MS/MS: WAC/IV/A/027 | Eau résiduaire*1 | coumaphos | LC-MS/MS: WAC/IV/A/027 | 2019-03-22
497 | Afvalwater*1 | cyanazine | LC-MS/MS: WAC/IV/A/027 | Eau résiduaire*1 | cyanazine | LC-MS/MS: WAC/IV/A/027 | 2019-03-22
497 | Afvalwater*1 | desethylatrazine | LC-MS/MS: WAC/IV/A/027 | Eau résiduaire*1 | desethylatrazine | LC-MS/MS: WAC/IV/A/027 | 2019-03-22
497 | Afvalwater*1 | desethylterbutylazine | LC-MS/MS: WAC/IV/A/027 | Eau résiduaire*1 | desethylterbutylazine | LC-MS/MS: WAC/IV/A/027 | 2019-03-22
497 | Afvalwater*1 | desisopropylatrazine | LC-MS/MS: WAC/IV/A/027 | Eau résiduaire*1 | desisopropylatrazine | LC-MS/MS: WAC/IV/A/027 | 2019-03-22
497 | Afvalwater*1 | dicamba | LC-MS/MS: WAC/IV/A/027 | Eau résiduaire*1 | dicamba | LC-MS/MS: WAC/IV/A/027 | 2019-03-22
497 | Afvalwater*1 | dichlorprop (2,4-DP) | LC-MS/MS: WAC/IV/A/027 | Eau résiduaire*1 | dichlorprop (2,4-DP) | LC-MS/MS: WAC/IV/A/027 | 2019-03-22
497 | Afvalwater*1 | diuron | LC-MS/MS: WAC/IV/A/027 | Eau résiduaire*1 | diuron | LC-MS/MS: WAC/IV/A/027 | 2019-03-22
497 | Afvalwater*1 | ethofumesaat | LC-MS/MS: WAC/IV/A/027 | Eau résiduaire*1 | ethofumesate | LC-MS/MS: WAC/IV/A/027 | 2019-03-22
497 | Afvalwater*1 | fenoprop | LC-MS/MS: WAC/IV/A/027 | Eau résiduaire*1 | fenoprop | LC-MS/MS: WAC/IV/A/027 | 2019-03-22
497 | Afvalwater*1 | fipronil | LC-MS/MS - eigen methode (uitvoering volgens WAC/IV/A/027) | Eau résiduaire*1 | fipronil | LC-MS/MS - méthode propre (exécuté selon WAC/IV/A/027) | 2019-03-22
497 | Afvalwater*1 | fipronil sulfone | LC-MS/MS - eigen methode (uitvoering volgens WAC/IV/A/027) | Eau résiduaire*1 | fipronil sulfone | LC-MS/MS - méthode propre (exécuté selon WAC/IV/A/027) | 2019-03-22
497 | Afvalwater*1 | flufenacet | LC-MS/MS: WAC/IV/A/027 | Eau résiduaire*1 | flufenacet | LC-MS/MS: WAC/IV/A/027 | 2019-03-22
497 | Afvalwater*1 | fluroxypyr | LC-MS/MS: WAC/IV/A/027 | Eau résiduaire*1 | fluroxypyr | LC-MS/MS: WAC/IV/A/027 | 2019-03-22
497 | Afvalwater*1 | hexazinon | LC-MS/MS: WAC/IV/A/027 | Eau résiduaire*1 | hexazinon | LC-MS/MS: WAC/IV/A/027 | 2019-03-22
497 | Afvalwater*1 | isoproturon | LC-MS/MS: WAC/IV/A/027 | Eau résiduaire*1 | isoproturon | LC-MS/MS: WAC/IV/A/027 | 2019-03-22
497 | Afvalwater*1 | linuron | LC-MS/MS: WAC/IV/A/027 | Eau résiduaire*1 | linuron | LC-MS/MS: WAC/IV/A/027 | 2019-03-22
497 | Afvalwater*1 | MCPA | LC-MS/MS: WAC/IV/A/027 | Eau résiduaire*1 | MCPA | LC-MS/MS: WAC/IV/A/027 | 2019-03-22
497 | Afvalwater*1 | MCPB | LC-MS/MS: WAC/IV/A/027 | Eau résiduaire*1 | MCPB | LC-MS/MS: WAC/IV/A/027 | 2019-03-22
497 | Afvalwater*1 | MCPP (mecoprop) | LC-MS/MS: WAC/IV/A/027 | Eau résiduaire*1 | MCPP (mecoprop) | LC-MS/MS: WAC/IV/A/027 | 2019-03-22
497 | Afvalwater*1 | metamitron | LC-MS/MS: WAC/IV/A/027 | Eau résiduaire*1 | metamitron | LC-MS/MS: WAC/IV/A/027 | 2019-03-22
497 | Afvalwater*1 | metazachlor | LC-MS/MS: WAC/IV/A/027 | Eau résiduaire*1 | metazachlor | LC-MS/MS: WAC/IV/A/027 | 2019-03-22
497 | Afvalwater*1 | metazachlor ESA | LC-MS/MS: WAC/IV/A/027 | Eau résiduaire*1 | metazachlor ESA | LC-MS/MS: WAC/IV/A/027 | 2019-03-22
497 | Afvalwater*1 | metazachlor OA | LC-MS/MS: WAC/IV/A/027 | Eau résiduaire*1 | metazachlor OA | LC-MS/MS: WAC/IV/A/027 | 2019-03-22
497 | Afvalwater*1 | methabenzthiazuron | LC-MS/MS: WAC/IV/A/027 | Eau résiduaire*1 | methabenzthiazuron | LC-MS/MS: WAC/IV/A/027 | 2019-03-22
497 | Afvalwater*1 | metobromuron | LC-MS/MS: WAC/IV/A/027 | Eau résiduaire*1 | metobromuron | LC-MS/MS: WAC/IV/A/027 | 2019-03-22
497 | Afvalwater*1 | metolachlor | LC-MS/MS: WAC/IV/A/027 | Eau résiduaire*1 | metolachlor | LC-MS/MS: WAC/IV/A/027 | 2019-03-22
497 | Afvalwater*1 | metolachlor ESA | LC-MS/MS: WAC/IV/A/027 | Eau résiduaire*1 | metolachlor ESA | LC-MS/MS: WAC/IV/A/027 | 2019-03-22
497 | Afvalwater*1 | metolachlor OA | LC-MS/MS: WAC/IV/A/027 | Eau résiduaire*1 | metolachlor OA | LC-MS/MS: WAC/IV/A/027 | 2019-03-22
497 | Afvalwater*1 | metoxuron | LC-MS/MS: WAC/IV/A/027 | Eau résiduaire*1 | metoxuron | LC-MS/MS: WAC/IV/A/027 | 2019-03-22
497 | Afvalwater*1 | monolinuron | LC-MS/MS: WAC/IV/A/027 | Eau résiduaire*1 | monolinuron | LC-MS/MS: WAC/IV/A/027 | 2019-03-22
497 | Afvalwater*1 | O&S-demeton | LC-MS/MS: WAC/IV/A/027 | Eau résiduaire*1 | O&S-demeton | LC-MS/MS: WAC/IV/A/027 | 2019-03-22
497 | Afvalwater*1 | pentachloorfenol | LC-MS/MS: WAC/IV/A/027 | Eau résiduaire*1 | pentachloorfenol | LC-MS/MS: WAC/IV/A/027 | 2019-03-22
497 | Afvalwater*1 | prometryn | LC-MS/MS: WAC/IV/A/027 | Eau résiduaire*1 | prometryn | LC-MS/MS: WAC/IV/A/027 | 2019-03-22
497 | Afvalwater*1 | propachlor | LC-MS/MS: WAC/IV/A/027 | Eau résiduaire*1 | propachlor | LC-MS/MS: WAC/IV/A/027 | 2019-03-22
497 | Afvalwater*1 | propanil | LC-MS/MS: WAC/IV/A/027 | Eau résiduaire*1 | propanil | LC-MS/MS: WAC/IV/A/027 | 2019-03-22
497 | Afvalwater*1 | propazine | LC-MS/MS: WAC/IV/A/027 | Eau résiduaire*1 | propazine | LC-MS/MS: WAC/IV/A/027 | 2019-03-22
497 | Afvalwater*1 | sebuthylazine | LC-MS/MS: WAC/IV/A/027 | Eau résiduaire*1 | sebuthylazine | LC-MS/MS: WAC/IV/A/027 | 2019-03-22
497 | Afvalwater*1 | simazine | LC-MS/MS: WAC/IV/A/027 | Eau résiduaire*1 | simazine | LC-MS/MS: WAC/IV/A/027 | 2019-03-22
497 | Afvalwater*1 | terbuthylazine | LC-MS/MS: WAC/IV/A/027 | Eau résiduaire*1 | terbuthylazine | LC-MS/MS: WAC/IV/A/027 | 2019-03-22
497 | Afvalwater*1 | terbutryn | LC-MS/MS: WAC/IV/A/027 | Eau résiduaire*1 | terbutryn | LC-MS/MS: WAC/IV/A/027 | 2019-03-22
497 | Afvalwater*1 | triazofos | LC-MS/MS: WAC/IV/A/027 | Eau résiduaire*1 | triazofos | LC-MS/MS: WAC/IV/A/027 | 2019-03-22
497 | Afvalwater*1 | VIS-01 (R417888) | LC-MS/MS: WAC/IV/A/027 | Eau résiduaire*1 | VIS-01 (R417888) | LC-MS/MS: WAC/IV/A/027 | 2019-03-22
497 | Drinkwater*4 | 2,4,5-T | LC-MS/MS: WAC/IV/A/027 | Eau potable*4 | 2,4,5-T | LC-MS/MS: WAC/IV/A/027 | 2019-03-22
497 | Drinkwater*4 | 2,4-D | LC-MS/MS: WAC/IV/A/027 | Eau potable*4 | 2,4-D | LC-MS/MS: WAC/IV/A/027 | 2019-03-22
497 | Drinkwater*4 | 2,4-DB | LC-MS/MS: WAC/IV/A/027 | Eau potable*4 | 2,4-DB | LC-MS/MS: WAC/IV/A/027 | 2019-03-22
497 | Drinkwater*4 | alachlor | LC-MS/MS: WAC/IV/A/027 | Eau potable*4 | alachlor | LC-MS/MS: WAC/IV/A/027 | 2019-03-22
497 | Drinkwater*4 | atrazine | LC-MS/MS: WAC/IV/A/027 | Eau potable*4 | atrazine | LC-MS/MS: WAC/IV/A/027 | 2019-03-22
497 | Drinkwater*4 | BAM (2,6-dichlorobenzamide) | LC-MS/MS: WAC/IV/A/027 | Eau potable*4 | BAM (2,6-dichlorobenzamide) | LC-MS/MS: WAC/IV/A/027 | 2019-03-22
497 | Drinkwater*4 | bentazon | LC-MS/MS: WAC/IV/A/027 | Eau potable*4 | bentazon | LC-MS/MS: WAC/IV/A/027 | 2019-03-22
497 | Drinkwater*4 | bromacil | LC-MS/MS: WAC/IV/A/027 | Eau potable*4 | bromacil | LC-MS/MS: WAC/IV/A/027 | 2019-03-22
497 | Drinkwater*4 | carbendazim | LC-MS/MS: WAC/IV/A/027 | Eau potable*4 | carbendazim | LC-MS/MS: WAC/IV/A/027 | 2019-03-22
497 | Drinkwater*4 | carbetamide | LC-MS/MS: WAC/IV/A/027 | Eau potable*4 | carbetamide | LC-MS/MS: WAC/IV/A/027 | 2019-03-22
497 | Drinkwater*4 | chloorpropham | LC-MS/MS: WAC/IV/A/027 | Eau potable*4 | chloropropham | LC-MS/MS: WAC/IV/A/027 | 2019-03-22
497 | Drinkwater*4 | chloridazon | LC-MS/MS: WAC/IV/A/027 | Eau potable*4 | chloridazon | LC-MS/MS: WAC/IV/A/027 | 2019-03-22
497 | Drinkwater*4 | chlorotoluron | LC-MS/MS: WAC/IV/A/027 | Eau potable*4 | chlorotoluron | LC-MS/MS: WAC/IV/A/027 | 2019-03-22
497 | Drinkwater*4 | coumafos | LC-MS/MS: WAC/IV/A/027 | Eau potable*4 | coumaphos | LC-MS/MS: WAC/IV/A/027 | 2019-03-22
497 | Drinkwater*4 | cyanazine | LC-MS/MS: WAC/IV/A/027 | Eau potable*4 | cyanazine | LC-MS/MS: WAC/IV/A/027 | 2019-03-22
497 | Drinkwater*4 | desethylatrazine | LC-MS/MS: WAC/IV/A/027 | Eau potable*4 | desethylatrazine | LC-MS/MS: WAC/IV/A/027 | 2019-03-22
497 | Drinkwater*4 | desethylterbutylazine | LC-MS/MS: WAC/IV/A/027 | Eau potable*4 | desethylterbutylazine | LC-MS/MS: WAC/IV/A/027 | 2019-03-22
497 | Drinkwater*4 | desfenylchloridazon | LC-MS/MS: eigen methode (uitvoering volgens WAC/IV/A/027) | Eau potable*4 | chloridazon‑desphényl | LC-MS/MS: WAC/IV/A/027 | 2019-03-22
497 | Drinkwater*4 | desisopropylatrazine | LC-MS/MS: WAC/IV/A/027 | Eau potable*4 | desisopropylatrazine | LC-MS/MS: WAC/IV/A/027 | 2019-03-22
497 | Drinkwater*4 | dicamba | LC-MS/MS: WAC/IV/A/027 | Eau potable*4 | dicamba | LC-MS/MS: WAC/IV/A/027 | 2019-03-22
497 | Drinkwater*4 | dichlorprop (2,4-DP) | LC-MS/MS: WAC/IV/A/027 | Eau potable*4 | dichlorprop (2,4-DP) | LC-MS/MS: WAC/IV/A/027 | 2019-03-22
497 | Drinkwater*4 | dimethylsulfamide | LC-MS/MS: eigen methode (uitvoering volgens WAC/IV/A/027) | Eau potable*4 | dimethylsulfamide | LC-MS/MS: WAC/IV/A/027 | 2019-03-22
497 | Drinkwater*4 | diuron | LC-MS/MS: WAC/IV/A/027 | Eau potable*4 | diuron | LC-MS/MS: WAC/IV/A/027 | 2019-03-22
497 | Drinkwater*4 | ethofumesaat | LC-MS/MS: WAC/IV/A/027 | Eau potable*4 | ethofumesaat | LC-MS/MS: WAC/IV/A/027 | 2019-03-22
497 | Drinkwater*4 | fenoprop | LC-MS/MS: WAC/IV/A/027 | Eau potable*4 | fenoprop | LC-MS/MS: WAC/IV/A/027 | 2019-03-22
497 | Drinkwater*4 | fipronil | LC-MS/MS - eigen methode (uitvoering volgens WAC/IV/A/027) | Eau potable*4 | fipronil | LC-MS/MS - méthode propre (exécuté selon WAC/IV/A/027) | 2019-03-22
497 | Drinkwater*4 | fipronil sulfone | LC-MS/MS - eigen methode (uitvoering volgens WAC/IV/A/027) | Eau potable*4 | fipronil sulfone | LC-MS/MS - méthode propre (exécuté selon WAC/IV/A/027) | 2019-03-22
497 | Drinkwater*4 | flufenacet | LC-MS/MS: WAC/IV/A/027 | Eau potable*4 | flufenacet | LC-MS/MS: WAC/IV/A/027 | 2019-03-22
497 | Drinkwater*4 | fluroxypyr | LC-MS/MS: WAC/IV/A/027 | Eau potable*4 | linuron | LC-MS/MS: WAC/IV/A/027 | 2019-03-22
497 | Drinkwater*4 | hexazinon | LC-MS/MS: WAC/IV/A/027 | Eau potable*4 | hexazinon | LC-MS/MS: WAC/IV/A/027 | 2019-03-22
497 | Drinkwater*4 | isoproturon | LC-MS/MS: WAC/IV/A/027 | Eau potable*4 | isoproturon | LC-MS/MS: WAC/IV/A/027 | 2019-03-22
497 | Drinkwater*4 | linuron | LC-MS/MS: WAC/IV/A/027 | Eau potable*4 | linuron | LC-MS/MS: WAC/IV/A/027 | 2019-03-22
497 | Drinkwater*4 | MCPA | LC-MS/MS: WAC/IV/A/027 | Eau potable*4 | MCPA | LC-MS/MS: WAC/IV/A/027 | 2019-03-22
497 | Drinkwater*4 | MCPB | LC-MS/MS: WAC/IV/A/027 | Eau potable*4 | MCPB | LC-MS/MS: WAC/IV/A/027 | 2019-03-22
497 | Drinkwater*4 | MCPP (mecoprop) | LC-MS/MS: WAC/IV/A/027 | Eau potable*4 | MCPP (mécoprop) | LC-MS/MS: WAC/IV/A/027 | 2019-03-22
497 | Drinkwater*4 | metamitron | LC-MS/MS: WAC/IV/A/027 | Eau potable*4 | metamitron | LC-MS/MS: WAC/IV/A/027 | 2019-03-22
497 | Drinkwater*4 | metazachlor | LC-MS/MS: WAC/IV/A/027 | Eau potable*4 | metolachlor | LC-MS/MS: WAC/IV/A/027 | 2019-03-22
497 | Drinkwater*4 | metazachlor ESA | LC-MS/MS: WAC/IV/A/027 | Eau potable*4 | metolachlor ESA | LC-MS/MS: WAC/IV/A/027 | 2019-03-22
497 | Drinkwater*4 | metazachlor OA | LC-MS/MS: WAC/IV/A/027 | Eau potable*4 | metolachlor OA | LC-MS/MS: WAC/IV/A/027 | 2019-03-22
497 | Drinkwater*4 | methabenzthiazuron | LC-MS/MS: WAC/IV/A/027 | Eau potable*4 | methabenzthiazuron | LC-MS/MS: WAC/IV/A/027 | 2019-03-22
497 | Drinkwater*4 | metobromuron | LC-MS/MS: WAC/IV/A/027 | Eau potable*4 | metobromuron | LC-MS/MS: WAC/IV/A/027 | 2019-03-22
497 | Drinkwater*4 | metolachlor | LC-MS/MS: WAC/IV/A/027 | Eau potable*4 | metolachlor | LC-MS/MS: WAC/IV/A/027 | 2019-03-22
497 | Drinkwater*4 | metolachlor ESA | LC-MS/MS: WAC/IV/A/027 | Eau potable*4 | metolachlor ESA | LC-MS/MS: WAC/IV/A/027 | 2019-03-22
497 | Drinkwater*4 | metolachlor OA | LC-MS/MS: WAC/IV/A/027 | Eau potable*4 | metolachlor OA | LC-MS/MS: WAC/IV/A/027 | 2019-03-22
497 | Drinkwater*4 | metoxuron | LC-MS/MS: WAC/IV/A/027 | Eau potable*4 | metoxuron | LC-MS/MS: WAC/IV/A/027 | 2019-03-22
497 | Drinkwater*4 | monolinuron | LC-MS/MS: WAC/IV/A/027 | Eau potable*4 | monolinuron | LC-MS/MS: WAC/IV/A/027 | 2019-03-22
497 | Drinkwater*4 | O&S-demeton | LC-MS/MS: WAC/IV/A/027 | Eau potable*4 | O&S-demeton | LC-MS/MS: WAC/IV/A/027 | 2019-03-22
497 | Drinkwater*4 | pentachloorfenol | LC-MS/MS: WAC/IV/A/027 | Eau potable*4 | pentachloorfenol | LC-MS/MS: WAC/IV/A/027 | 2019-03-22
497 | Drinkwater*4 | prometryn | LC-MS/MS: WAC/IV/A/027 | Eau potable*4 | prometryn | LC-MS/MS: WAC/IV/A/027 | 2019-03-22
497 | Drinkwater*4 | propachlor | LC-MS/MS: WAC/IV/A/027 | Eau potable*4 | propachlor | LC-MS/MS: WAC/IV/A/027 | 2019-03-22
497 | Drinkwater*4 | propanil | LC-MS/MS: WAC/IV/A/027 | Eau potable*4 | propanil | LC-MS/MS: WAC/IV/A/027 | 2019-03-22
497 | Drinkwater*4 | propazine | LC-MS/MS: WAC/IV/A/027 | Eau potable*4 | propazine | LC-MS/MS: WAC/IV/A/027 | 2019-03-22
497 | Drinkwater*4 | sebuthylazine | LC-MS/MS: WAC/IV/A/027 | Eau potable*4 | sebuthylazine | LC-MS/MS: WAC/IV/A/027 | 2019-03-22
497 | Drinkwater*4 | simazine | LC-MS/MS: WAC/IV/A/027 | Eau potable*4 | simazine | LC-MS/MS: WAC/IV/A/027 | 2019-03-22
497 | Drinkwater*4 | terbuthylazine | LC-MS/MS: WAC/IV/A/027 | Eau potable*4 | terbuthylazine | LC-MS/MS: WAC/IV/A/027 | 2019-03-22
497 | Drinkwater*4 | terbutryn | LC-MS/MS: WAC/IV/A/027 | Eau potable*4 | terbutryn | LC-MS/MS: WAC/IV/A/027 | 2019-03-22
497 | Drinkwater*4 | triazofos | LC-MS/MS: WAC/IV/A/027 | Eau potable*4 | triazofos | LC-MS/MS: WAC/IV/A/027 | 2019-03-22
497 | Drinkwater*4 | VIS-01 (R417888) | LC-MS/MS: WAC/IV/A/027 | Eau potable*4 | VIS-01 (R417888) | LC-MS/MS: WAC/IV/A/027 | 2019-03-22
497 | Grondwater*2 | 2,4,5-T | LC-MS/MS: WAC/IV/A/027 | Eau souterraine*2 | 2,4,5-T | LC-MS/MS: WAC/IV/A/027 | 2019-03-22
497 | Grondwater*2 | 2,4-D | LC-MS/MS: WAC/IV/A/027 | Eau souterraine*2 | 2,4-D | LC-MS/MS: WAC/IV/A/027 | 2019-03-22
497 | Grondwater*2 | 2,4-DB | LC-MS/MS: WAC/IV/A/027 | Eau souterraine*2 | 2,4-DB | LC-MS/MS: WAC/IV/A/027 | 2019-03-22
497 | Grondwater*2 | alachlor | LC-MS/MS: WAC/IV/A/027 | Eau souterraine*2 | alachlor | LC-MS/MS: WAC/IV/A/027 | 2019-03-22
497 | Grondwater*2 | atrazine | LC-MS/MS: WAC/IV/A/027 | Eau souterraine*2 | atrazine | LC-MS/MS: WAC/IV/A/027 | 2019-03-22
497 | Grondwater*2 | BAM (2,6-dichlorobenzamide) | LC-MS/MS: WAC/IV/A/027 | Eau souterraine*2 | BAM (2,6-dichlorobenzamide) | LC-MS/MS: WAC/IV/A/027 | 2019-03-22
497 | Grondwater*2 | bentazon | LC-MS/MS: WAC/IV/A/027 | Eau souterraine*2 | bentazon | LC-MS/MS: WAC/IV/A/027 | 2019-03-22
497 | Grondwater*2 | bromacil | LC-MS/MS: WAC/IV/A/027 | Eau souterraine*2 | bromacil | LC-MS/MS: WAC/IV/A/027 | 2019-03-22
497 | Grondwater*2 | carbendazim | LC-MS/MS: WAC/IV/A/027 | Eau souterraine*2 | carbendazim | LC-MS/MS: WAC/IV/A/027 | 2019-03-22
497 | Grondwater*2 | carbetamide | LC-MS/MS: WAC/IV/A/027 | Eau souterraine*2 | carbetamide | LC-MS/MS: WAC/IV/A/027 | 2019-03-22
497 | Grondwater*2 | chloorpropham | LC-MS/MS: WAC/IV/A/027 | Eau souterraine*2 | chloridazon | LC-MS/MS: WAC/IV/A/027 | 2019-03-22
497 | Grondwater*2 | chloridazon | LC-MS/MS: WAC/IV/A/027 | Eau souterraine*2 | chloropropham | LC-MS/MS: WAC/IV/A/027 | 2019-03-22
497 | Grondwater*2 | chlorotoluron | LC-MS/MS: WAC/IV/A/027 | Eau souterraine*2 | chlorotoluron | LC-MS/MS: WAC/IV/A/027 | 2019-03-22
497 | Grondwater*2 | coumafos | LC-MS/MS: WAC/IV/A/027 | Eau souterraine*2 | coumaphos | LC-MS/MS: WAC/IV/A/027 | 2019-03-22
497 | Grondwater*2 | cyanazine | LC-MS/MS: WAC/IV/A/027 | Eau souterraine*2 | cyanazine | LC-MS/MS: WAC/IV/A/027 | 2019-03-22
497 | Grondwater*2 | desethylatrazine | LC-MS/MS: WAC/IV/A/027 | Eau souterraine*2 | desethylatrazine | LC-MS/MS: WAC/IV/A/027 | 2019-03-22
497 | Grondwater*2 | desfenylchloridazon | LC-MS/MS: eigen methode (uitvoering volgens WAC/IV/A/027) | Eau souterraine*2 | chloridazon‑desphényl | LC-MS/MS: WAC/IV/A/027 | 2019-03-22
497 | Grondwater*2 | desethylterbutylazine | LC-MS/MS: WAC/IV/A/027 | Eau souterraine*2 | desethylterbutylazine | LC-MS/MS: WAC/IV/A/027 | 2019-03-22
497 | Grondwater*2 | desisopropylatrazine | LC-MS/MS: WAC/IV/A/027 | Eau souterraine*2 | desisopropylatrazine | LC-MS/MS: WAC/IV/A/027 | 2019-03-22
497 | Grondwater*2 | dicamba | LC-MS/MS: WAC/IV/A/027 | Eau souterraine*2 | dicamba | LC-MS/MS: WAC/IV/A/027 | 2019-03-22
497 | Grondwater*2 | dichlorprop (2,4-DP) | LC-MS/MS: WAC/IV/A/027 | Eau souterraine*2 | dichlorprop (2,4-DP) | LC-MS/MS: WAC/IV/A/027 | 2019-03-22
497 | Grondwater*2 | dimethylsulfamide | LC-MS/MS: eigen methode (uitvoering volgens WAC/IV/A/027) | Eau souterraine*2 | dimethylsulfamide | LC-MS/MS: WAC/IV/A/027 | 2019-03-22
497 | Grondwater*2 | diuron | LC-MS/MS: WAC/IV/A/027 | Eau souterraine*2 | diuron | LC-MS/MS: WAC/IV/A/027 | 2019-03-22
497 | Grondwater*2 | ethofumesaat | LC-MS/MS: WAC/IV/A/027 | Eau souterraine*2 | ethofumesaat | LC-MS/MS: WAC/IV/A/027 | 2019-03-22
497 | Grondwater*2 | fenoprop | LC-MS/MS: WAC/IV/A/027 | Eau souterraine*2 | fenoprop | LC-MS/MS: WAC/IV/A/027 | 2019-03-22
497 | Grondwater*2 | fipronil | LC-MS/MS - eigen methode (uitvoering volgens WAC/IV/A/027) | Eau souterraine*2 | fipronil | LC-MS/MS - méthode propre (exécuté selon WAC/IV/A/027) | 2019-03-22
497 | Grondwater*2 | fipronil sulfone | LC-MS/MS - eigen methode (uitvoering volgens WAC/IV/A/027) | Eau souterraine*2 | fipronil sulfone | LC-MS/MS - méthode propre (exécuté selon WAC/IV/A/027) | 2019-03-22
497 | Grondwater*2 | flufenacet | LC-MS/MS: WAC/IV/A/027 | Eau souterraine*2 | flufenacet | LC-MS/MS: WAC/IV/A/027 | 2019-03-22
497 | Grondwater*2 | fluroxypyr | LC-MS/MS: WAC/IV/A/027 | Eau souterraine*2 | fluroxypyr | LC-MS/MS: WAC/IV/A/027 | 2019-03-22
497 | Grondwater*2 | hexazinon | LC-MS/MS: WAC/IV/A/027 | Eau souterraine*2 | hexazinon | LC-MS/MS: WAC/IV/A/027 | 2019-03-22
497 | Grondwater*2 | isoproturon | LC-MS/MS: WAC/IV/A/027 | Eau souterraine*2 | isoproturon | LC-MS/MS: WAC/IV/A/027 | 2019-03-22
497 | Grondwater*2 | linuron | LC-MS/MS: WAC/IV/A/027 | Eau souterraine*2 | linuron | LC-MS/MS: WAC/IV/A/027 | 2019-03-22
497 | Grondwater*2 | MCPA | LC-MS/MS: WAC/IV/A/027 | Eau souterraine*2 | MCPA | LC-MS/MS: WAC/IV/A/027 | 2019-03-22
497 | Grondwater*2 | MCPB | LC-MS/MS: WAC/IV/A/027 | Eau souterraine*2 | MCPB | LC-MS/MS: WAC/IV/A/027 | 2019-03-22
497 | Grondwater*2 | MCPP (mecoprop) | LC-MS/MS: WAC/IV/A/027 | Eau souterraine*2 | MCPP (mecoprop) | LC-MS/MS: WAC/IV/A/027 | 2019-03-22
497 | Grondwater*2 | metamitron | LC-MS/MS: WAC/IV/A/027 | Eau souterraine*2 | metamitron | LC-MS/MS: WAC/IV/A/027 | 2019-03-22
497 | Grondwater*2 | metazachlor | LC-MS/MS: WAC/IV/A/027 | Eau souterraine*2 | metazachlor | LC-MS/MS: WAC/IV/A/027 | 2019-03-22
497 | Grondwater*2 | metazachlor ESA | LC-MS/MS: WAC/IV/A/027 | Eau souterraine*2 | metazachlor ESA | LC-MS/MS: WAC/IV/A/027 | 2019-03-22
497 | Grondwater*2 | metazachlor OA | LC-MS/MS: WAC/IV/A/027 | Eau souterraine*2 | metazachlor OA | LC-MS/MS: WAC/IV/A/027 | 2019-03-22
497 | Grondwater*2 | methabenzthiazuron | LC-MS/MS: WAC/IV/A/027 | Eau souterraine*2 | methabenzthiazuron | LC-MS/MS: WAC/IV/A/027 | 2019-03-22
497 | Grondwater*2 | metobromuron | LC-MS/MS: WAC/IV/A/027 | Eau souterraine*2 | metobromuron | LC-MS/MS: WAC/IV/A/027 | 2019-03-22
497 | Grondwater*2 | metolachlor | LC-MS/MS: WAC/IV/A/027 | Eau souterraine*2 | metolachlor | LC-MS/MS: WAC/IV/A/027 | 2019-03-22
497 | Grondwater*2 | metolachlor ESA | LC-MS/MS: WAC/IV/A/027 | Eau souterraine*2 | metolachlor ESA | LC-MS/MS: WAC/IV/A/027 | 2019-03-22
497 | Grondwater*2 | metolachlor OA | LC-MS/MS: WAC/IV/A/027 | Eau souterraine*2 | metolachlor OA | LC-MS/MS: WAC/IV/A/027 | 2019-03-22
497 | Grondwater*2 | metoxuron | LC-MS/MS: WAC/IV/A/027 | Eau souterraine*2 | metoxuron | LC-MS/MS: WAC/IV/A/027 | 2019-03-22
497 | Grondwater*2 | monolinuron | LC-MS/MS: WAC/IV/A/027 | Eau souterraine*2 | monolinuron | LC-MS/MS: WAC/IV/A/027 | 2019-03-22
497 | Grondwater*2 | O&S-demeton | LC-MS/MS: WAC/IV/A/027 | Eau souterraine*2 | O&S-demeton | LC-MS/MS: WAC/IV/A/027 | 2019-03-22
497 | Grondwater*2 | pentachloorfenol | LC-MS/MS: WAC/IV/A/027 | Eau souterraine*2 | pentachloorfenol | LC-MS/MS: WAC/IV/A/027 | 2019-03-22
497 | Grondwater*2 | prometryn | LC-MS/MS: WAC/IV/A/027 | Eau souterraine*2 | prometryn | LC-MS/MS: WAC/IV/A/027 | 2019-03-22
497 | Grondwater*2 | propachlor | LC-MS/MS: WAC/IV/A/027 | Eau souterraine*2 | propachlor | LC-MS/MS: WAC/IV/A/027 | 2019-03-22
497 | Grondwater*2 | propanil | LC-MS/MS: WAC/IV/A/027 | Eau souterraine*2 | propanil | LC-MS/MS: WAC/IV/A/027 | 2019-03-22
497 | Grondwater*2 | propazine | LC-MS/MS: WAC/IV/A/027 | Eau souterraine*2 | propazine | LC-MS/MS: WAC/IV/A/027 | 2019-03-22
497 | Grondwater*2 | sebuthylazine | LC-MS/MS: WAC/IV/A/027 | Eau souterraine*2 | sebuthylazine | LC-MS/MS: WAC/IV/A/027 | 2019-03-22
497 | Grondwater*2 | simazine | LC-MS/MS: WAC/IV/A/027 | Eau souterraine*2 | simazine | LC-MS/MS: WAC/IV/A/027 | 2019-03-22
497 | Grondwater*2 | terbuthylazine | LC-MS/MS: WAC/IV/A/027 | Eau souterraine*2 | terbuthylazine | LC-MS/MS: WAC/IV/A/027 | 2019-03-22
497 | Grondwater*2 | terbutryn | LC-MS/MS: WAC/IV/A/027 | Eau souterraine*2 | terbutryn | LC-MS/MS: WAC/IV/A/027 | 2019-03-22
497 | Grondwater*2 | triazofos | LC-MS/MS: WAC/IV/A/027 | Eau souterraine*2 | triazofos | LC-MS/MS: WAC/IV/A/027 | 2019-03-22
497 | Grondwater*2 | VIS-01 (R417888) | LC-MS/MS: WAC/IV/A/027 | Eau souterraine*2 | VIS-01 (R417888) | LC-MS/MS: WAC/IV/A/027 | 2019-03-22
497 | Oppervlaktewater*3 | 2,4,5-T | LC-MS/MS: WAC/IV/A/027 | Eau superficielle*3 | 2,4,5-T | LC-MS/MS: WAC/IV/A/027 | 2019-03-22
497 | Oppervlaktewater*3 | 2,4-D | LC-MS/MS: WAC/IV/A/027 | Eau superficielle*3 | 2,4-D | LC-MS/MS: WAC/IV/A/027 | 2019-03-22
497 | Oppervlaktewater*3 | 2,4-DB | LC-MS/MS: WAC/IV/A/027 | Eau superficielle*3 | 2,4-DB | LC-MS/MS: WAC/IV/A/027 | 2019-03-22
497 | Oppervlaktewater*3 | alachlor | LC-MS/MS: WAC/IV/A/027 | Eau superficielle*3 | alachlor | LC-MS/MS: WAC/IV/A/027 | 2019-03-22
497 | Oppervlaktewater*3 | atrazine | LC-MS/MS: WAC/IV/A/027 | Eau superficielle*3 | atrazine | LC-MS/MS: WAC/IV/A/027 | 2019-03-22
497 | Oppervlaktewater*3 | BAM (2,6-dichlorobenzamide) | LC-MS/MS: WAC/IV/A/027 | Eau superficielle*3 | BAM (2,6-dichlorobenzamide) | LC-MS/MS: WAC/IV/A/027 | 2019-03-22
497 | Oppervlaktewater*3 | bentazon | LC-MS/MS: WAC/IV/A/027 | Eau superficielle*3 | bentazon | LC-MS/MS: WAC/IV/A/027 | 2019-03-22
497 | Oppervlaktewater*3 | bromacil | LC-MS/MS: WAC/IV/A/027 | Eau superficielle*3 | bromacil | LC-MS/MS: WAC/IV/A/027 | 2019-03-22
497 | Oppervlaktewater*3 | carbendazim | LC-MS/MS: WAC/IV/A/027 | Eau superficielle*3 | carbendazim | LC-MS/MS: WAC/IV/A/027 | 2019-03-22
497 | Oppervlaktewater*3 | carbetamide | LC-MS/MS: WAC/IV/A/027 | Eau superficielle*3 | carbetamide | LC-MS/MS: WAC/IV/A/027 | 2019-03-22
497 | Oppervlaktewater*3 | chloorpropham | LC-MS/MS: WAC/IV/A/027 | Eau superficielle*3 | chloridazon | LC-MS/MS: WAC/IV/A/027 | 2019-03-22
497 | Oppervlaktewater*3 | chloridazon | LC-MS/MS: WAC/IV/A/027 | Eau superficielle*3 | chloropropham | LC-MS/MS: WAC/IV/A/027 | 2019-03-22
497 | Oppervlaktewater*3 | chlorotoluron | LC-MS/MS: WAC/IV/A/027 | Eau superficielle*3 | chlorotoluron | LC-MS/MS: WAC/IV/A/027 | 2019-03-22
497 | Oppervlaktewater*3 | coumafos | LC-MS/MS: WAC/IV/A/027 | Eau superficielle*3 | coumaphos | LC-MS/MS: WAC/IV/A/027 | 2019-03-22
497 | Oppervlaktewater*3 | cyanazine | LC-MS/MS: WAC/IV/A/027 | Eau superficielle*3 | cyanazine | LC-MS/MS: WAC/IV/A/027 | 2019-03-22
497 | Oppervlaktewater*3 | desethylatrazine | LC-MS/MS: WAC/IV/A/027 | Eau superficielle*3 | desethylatrazine | LC-MS/MS: WAC/IV/A/027 | 2019-03-22
497 | Oppervlaktewater*3 | desfenylchloridazon | LC-MS/MS: eigen methode (uitvoering volgens WAC/IV/A/027) | Eau superficielle*3 | chloridazon‑desphényl | LC-MS/MS - méthode propre (exécuté selon WAC/IV/A/027) | 2019-03-22
497 | Oppervlaktewater*3 | desethylterbutylazine | LC-MS/MS: WAC/IV/A/027 | Eau superficielle*3 | desethylterbutylazine | LC-MS/MS: WAC/IV/A/027 | 2019-03-22
497 | Oppervlaktewater*3 | desisopropylatrazine | LC-MS/MS: WAC/IV/A/027 | Eau superficielle*3 | desisopropylatrazine | LC-MS/MS: WAC/IV/A/027 | 2019-03-22
497 | Oppervlaktewater*3 | dicamba | LC-MS/MS: WAC/IV/A/027 | Eau superficielle*3 | dicamba | LC-MS/MS: WAC/IV/A/027 | 2019-03-22
497 | Oppervlaktewater*3 | dichlorprop (2,4-DP) | LC-MS/MS: WAC/IV/A/027 | Eau superficielle*3 | dichlorprop (2,4-DP) | LC-MS/MS: WAC/IV/A/027 | 2019-03-22
497 | Oppervlaktewater*3 | dimethylsulfamide | LC-MS/MS: eigen methode (uitvoering volgens WAC/IV/A/027) | Eau superficielle*3 | dimethylsulfamide | LC-MS/MS - méthode propre (exécuté selon WAC/IV/A/027) | 2019-03-22
497 | Oppervlaktewater*3 | diuron | LC-MS/MS: WAC/IV/A/027 | Eau superficielle*3 | diuron | LC-MS/MS: WAC/IV/A/027 | 2019-03-22
497 | Oppervlaktewater*3 | ethofumesaat | LC-MS/MS: WAC/IV/A/027 | Eau superficielle*3 | ethofumesaat | LC-MS/MS: WAC/IV/A/027 | 2019-03-22
497 | Oppervlaktewater*3 | fenoprop | LC-MS/MS: WAC/IV/A/027 | Eau superficielle*3 | fenoprop | LC-MS/MS: WAC/IV/A/027 | 2019-03-22
497 | Oppervlaktewater*3 | fipronil | LC-MS/MS - eigen methode (uitvoering volgens WAC/IV/A/027) | Eau superficielle*3 | fipronil | LC-MS/MS - méthode propre (exécuté selon WAC/IV/A/027) | 2019-03-22
497 | Oppervlaktewater*3 | fipronil sulfone | LC-MS/MS - eigen methode (uitvoering volgens WAC/IV/A/027) | Eau superficielle*3 | fipronil sulfone | LC-MS/MS - méthode propre (exécuté selon WAC/IV/A/027) | 2019-03-22
497 | Oppervlaktewater*3 | flufenacet | LC-MS/MS: WAC/IV/A/027 | Eau superficielle*3 | flufenacet | LC-MS/MS: WAC/IV/A/027 | 2019-03-22
497 | Oppervlaktewater*3 | fluroxypyr | LC-MS/MS: WAC/IV/A/027 | Eau superficielle*3 | fluroxypyr | LC-MS/MS: WAC/IV/A/027 | 2019-03-22
497 | Oppervlaktewater*3 | hexazinon | LC-MS/MS: WAC/IV/A/027 | Eau superficielle*3 | hexazinon | LC-MS/MS: WAC/IV/A/027 | 2019-03-22
497 | Oppervlaktewater*3 | isoproturon | LC-MS/MS: WAC/IV/A/027 | Eau superficielle*3 | isoproturon | LC-MS/MS: WAC/IV/A/027 | 2019-03-22
497 | Oppervlaktewater*3 | linuron | LC-MS/MS: WAC/IV/A/027 | Eau superficielle*3 | linuron | LC-MS/MS: WAC/IV/A/027 | 2019-03-22
497 | Oppervlaktewater*3 | MCPA | LC-MS/MS: WAC/IV/A/027 | Eau superficielle*3 | MCPA | LC-MS/MS: WAC/IV/A/027 | 2019-03-22
497 | Oppervlaktewater*3 | MCPB | LC-MS/MS: WAC/IV/A/027 | Eau superficielle*3 | MCPB | LC-MS/MS: WAC/IV/A/027 | 2019-03-22
497 | Oppervlaktewater*3 | MCPP (mecoprop) | LC-MS/MS: WAC/IV/A/027 | Eau superficielle*3 | MCPP (mecoprop) | LC-MS/MS: WAC/IV/A/027 | 2019-03-22
497 | Oppervlaktewater*3 | metamitron | LC-MS/MS: WAC/IV/A/027 | Eau superficielle*3 | metamitron | LC-MS/MS: WAC/IV/A/027 | 2019-03-22
497 | Oppervlaktewater*3 | metazachlor | LC-MS/MS: WAC/IV/A/027 | Eau superficielle*3 | metazachlor | LC-MS/MS: WAC/IV/A/027 | 2019-03-22
497 | Oppervlaktewater*3 | metazachlor ESA | LC-MS/MS: WAC/IV/A/027 | Eau superficielle*3 | metazachlor ESA | LC-MS/MS: WAC/IV/A/027 | 2019-03-22
497 | Oppervlaktewater*3 | metazachlor OA | LC-MS/MS: WAC/IV/A/027 | Eau superficielle*3 | metazachlor OA | LC-MS/MS: WAC/IV/A/027 | 2019-03-22
497 | Oppervlaktewater*3 | methabenzthiazuron | LC-MS/MS: WAC/IV/A/027 | Eau superficielle*3 | methabenzthiazuron | LC-MS/MS: WAC/IV/A/027 | 2019-03-22
497 | Oppervlaktewater*3 | metobromuron | LC-MS/MS: WAC/IV/A/027 | Eau superficielle*3 | metobromuron | LC-MS/MS: WAC/IV/A/027 | 2019-03-22
497 | Oppervlaktewater*3 | metolachlor | LC-MS/MS: WAC/IV/A/027 | Eau superficielle*3 | metolachlor | LC-MS/MS: WAC/IV/A/027 | 2019-03-22
497 | Oppervlaktewater*3 | metolachlor ESA | LC-MS/MS: WAC/IV/A/027 | Eau superficielle*3 | metolachlor ESA | LC-MS/MS: WAC/IV/A/027 | 2019-03-22
497 | Oppervlaktewater*3 | metolachlor OA | LC-MS/MS: WAC/IV/A/027 | Eau superficielle*3 | metolachlor OA | LC-MS/MS: WAC/IV/A/027 | 2019-03-22
497 | Oppervlaktewater*3 | metoxuron | LC-MS/MS: WAC/IV/A/027 | Eau superficielle*3 | metoxuron | LC-MS/MS: WAC/IV/A/027 | 2019-03-22
497 | Oppervlaktewater*3 | monolinuron | LC-MS/MS: WAC/IV/A/027 | Eau superficielle*3 | monolinuron | LC-MS/MS: WAC/IV/A/027 | 2019-03-22
497 | Oppervlaktewater*3 | O&S-demeton | LC-MS/MS: WAC/IV/A/027 | Eau superficielle*3 | O&S-demeton | LC-MS/MS: WAC/IV/A/027 | 2019-03-22
497 | Oppervlaktewater*3 | pentachloorfenol | LC-MS/MS: WAC/IV/A/027 | Eau superficielle*3 | pentachloorfenol | LC-MS/MS: WAC/IV/A/027 | 2019-03-22
497 | Oppervlaktewater*3 | prometryn | LC-MS/MS: WAC/IV/A/027 | Eau superficielle*3 | prometryn | LC-MS/MS: WAC/IV/A/027 | 2019-03-22
497 | Oppervlaktewater*3 | propachlor | LC-MS/MS: WAC/IV/A/027 | Eau superficielle*3 | propachlor | LC-MS/MS: WAC/IV/A/027 | 2019-03-22
497 | Oppervlaktewater*3 | propanil | LC-MS/MS: WAC/IV/A/027 | Eau superficielle*3 | propanil | LC-MS/MS: WAC/IV/A/027 | 2019-03-22
497 | Oppervlaktewater*3 | propazine | LC-MS/MS: WAC/IV/A/027 | Eau superficielle*3 | propazine | LC-MS/MS: WAC/IV/A/027 | 2019-03-22
497 | Oppervlaktewater*3 | sebuthylazine | LC-MS/MS: WAC/IV/A/027 | Eau superficielle*3 | sebuthylazine | LC-MS/MS: WAC/IV/A/027 | 2019-03-22
497 | Oppervlaktewater*3 | simazine | LC-MS/MS: WAC/IV/A/027 | Eau superficielle*3 | simazine | LC-MS/MS: WAC/IV/A/027 | 2019-03-22
497 | Oppervlaktewater*3 | terbuthylazine | LC-MS/MS: WAC/IV/A/027 | Eau superficielle*3 | terbuthylazine | LC-MS/MS: WAC/IV/A/027 | 2019-03-22
497 | Oppervlaktewater*3 | terbutryn | LC-MS/MS: WAC/IV/A/027 | Eau superficielle*3 | terbutryn | LC-MS/MS: WAC/IV/A/027 | 2019-03-22
497 | Oppervlaktewater*3 | triazofos | LC-MS/MS: WAC/IV/A/027 | Eau superficielle*3 | triazofos | LC-MS/MS: WAC/IV/A/027 | 2019-03-22
497 | Oppervlaktewater*3 | VIS-01 (R417888) | LC-MS/MS: WAC/IV/A/027 | Eau superficielle*3 | VIS-01 (R417888) | LC-MS/MS: WAC/IV/A/027 | 2019-03-22
497 | Drinkwater*4 | diflufenican | LC-MS/MS: WAC/IV/A/027 | Eau potable*4 | diflufenican | LC-MS/MS: WAC/IV/A/027 | 2021-09-28
497 | Drinkwater*4 | metribuzin | LC-MS/MS: WAC/IV/A/027 | Eau potable*4 | metribuzin | LC-MS/MS: WAC/IV/A/027 | 2021-09-28
497 | Drinkwater*4 | imidacloprid | LC-MS/MS: WAC/IV/A/027 | Eau potable*4 | imidacloprid | LC-MS/MS: WAC/IV/A/027 | 2021-09-28
504 | Bodemvervangende middelen | Ca (Calcium) (Ca-AL) | Eigen methode afgeleid van Egnér, Riehm, Domingo Meting met ICP-AES: gebaseerd op ISO 11885 & CMA/2/I/B.1 | Substituts de sol | Ca (Calcium) (Ca-AL) | Méthode propre dérivé de Egnér, Riehm, Domingo Analyse par ICP-AES: basé sur ISO 11885 & CMA/2/I/B.1 | 2019-03-22
504 | Bodemvervangende middelen | K (Kalium) (K-AL) | Eigen methode afgeleid van Egnér, Riehm, Domingo Meting met ICP-AES: gebaseerd op ISO 11885 & CMA/2/I/B.1 | Substituts de sol | K (Potassium) (K-AL) | Méthode propre dérivé de Egnér, Riehm, Domingo Analyse par ICP-AES: basé sur ISO 11885 & CMA/2/I/B.1 | 2019-03-22
504 | Bodemvervangende middelen | Mg (Magnesium) (Mg-AL) | Eigen methode afgeleid van Egnér, Riehm, Domingo Meting met ICP-AES: gebaseerd op ISO 11885 & CMA/2/I/B.1 | Substituts de sol | Mg (Magnésium) (Mg-AL) | Méthode propre dérivé de Egnér, Riehm, Domingo Analyse par ICP-AES: basé sur ISO 11885 & CMA/2/I/B.1 | 2019-03-22
504 | Bodemvervangende middelen | Na (Natrium) (Na-AL) | Eigen methode afgeleid van Egnér, Riehm, Domingo Meting met ICP-AES: gebaseerd op ISO 11885 & CMA/2/I/B.1 | Substituts de sol | Na (Sodium) (Na-AL) | Méthode propre dérivé de Egnér, Riehm, Domingo Analyse par ICP-AES: basé sur ISO 11885 & CMA/2/I/B.1 | 2019-03-22
504 | Bodemvervangende middelen | P (Fosfor) (P-AL) | Eigen methode afgeleid van Egnér, Riehm, Domingo Meting met ICP-AES: gebaseerd op ISO 11885 & CMA/2/I/B.1 | Substituts de sol | P (Phosphore) (P-AL) | Méthode propre dérivé de Egnér, Riehm, Domingo Analyse par ICP-AES: basé sur ISO 11885 & CMA/2/I/B.1 | 2019-03-22
513 | Bodemvervangende middelen | fipronil | GC-MS/MS - eigen methode | Substituts de sol | fipronil | GC-MS/MS - méthode propre | 2020-10-22
513 | Bodemvervangende middelen | fipronil sulfone | GC-MS/MS - eigen methode | Substituts de sol | fipronil sulfone | GC-MS/MS - méthode propre | 2020-10-22
513 | Bodemverbeterende middelen | fipronil | GC-MS/MS - eigen methode | Amendements du sol | fipronil | GC-MS/MS - méthode propre | 2019-03-22
513 | Bodemverbeterende middelen | fipronil sulfone | GC-MS/MS - eigen methode | Amendements du sol | fipronil sulfone | GC-MS/MS - méthode propre | 2019-03-22
513 | Vaste mest | fipronil | GC-MS/MS - eigen methode | Fumier solide | fipronil | GC-MS/MS - méthode propre | 2019-03-22
513 | Vaste mest | fipronil sulfone | GC-MS/MS - eigen methode | Fumier solide | fipronil sulfone | GC-MS/MS - méthode propre | 2019-03-22
513 | Eieren | fipronil | GC-MS/MS - eigen methode | Oeufs | fipronil | GC-MS/MS - méthode propre | 2019-03-22
513 | Eieren | fipronil sulfone | GC-MS/MS - eigen methode | Oeufs | fipronil sulfone | GC-MS/MS - méthode propre | 2019-03-22
513 | Voedingsmiddelen op basis van eieren | fipronil | GC-MS/MS - eigen methode | Aliments à base d'oeufs | fipronil | GC-MS/MS - méthode propre | 2019-03-22
513 | Voedingsmiddelen op basis van eieren | fipronil sulfone | GC-MS/MS - eigen methode | Aliments à base d'oeufs | fipronil sulfone | GC-MS/MS - méthode propre | 2019-03-22
522 | Bodemverbeterende middelen | acenafteen | GC-MS: CMA/3/W | Amendements du sol | acénaphtène | GC-MS: CMA/3/W | 2020-10-22
522 | Bodemverbeterende middelen | acenaftyleen | GC-MS: CMA/3/W | Amendements du sol | acénaphtylène | GC-MS: CMA/3/W | 2020-10-22
522 | Bodemverbeterende middelen | antraceen | GC-MS: CMA/3/W | Amendements du sol | anthracène | GC-MS: CMA/3/W | 2020-10-22
522 | Bodemverbeterende middelen | benzo(a)antraceen | GC-MS: CMA/3/W | Amendements du sol | benzo(a)anthracène | GC-MS: CMA/3/W | 2020-10-22
522 | Bodemverbeterende middelen | benzo(a)pyreen | GC-MS: CMA/3/W | Amendements du sol | benzo(a)pyrène | GC-MS: CMA/3/W | 2020-10-22
522 | Bodemverbeterende middelen | benzo(b)fluoranteen | GC-MS: CMA/3/W | Amendements du sol | benzo(b)fluoranthène | GC-MS: CMA/3/W | 2020-10-22
522 | Bodemverbeterende middelen | benzo(g,h,i)peryleen | GC-MS: CMA/3/W | Amendements du sol | benzo(g,h,i)pérylène | GC-MS: CMA/3/W | 2020-10-22
522 | Bodemverbeterende middelen | benzo(k)fluoranteen | GC-MS: CMA/3/W | Amendements du sol | benzo(k)fluoranthène | GC-MS: CMA/3/W | 2020-10-22
522 | Bodemverbeterende middelen | chryseen | GC-MS: CMA/3/W | Amendements du sol | chrysène | GC-MS: CMA/3/W | 2020-10-22
522 | Bodemverbeterende middelen | dibenzo(a,h)antraceen | GC-MS: CMA/3/W | Amendements du sol | dibenzo(a,h)anthracène | GC-MS: CMA/3/W | 2020-10-22
522 | Bodemverbeterende middelen | fenantreen | GC-MS: CMA/3/W | Amendements du sol | fluoranthène | GC-MS: CMA/3/W | 2020-10-22
522 | Bodemverbeterende middelen | fluoranteen | GC-MS: CMA/3/W | Amendements du sol | fluorène | GC-MS: CMA/3/W | 2020-10-22
522 | Bodemverbeterende middelen | fluoreen | GC-MS: CMA/3/W | Amendements du sol | indéno(1,2,3-cd)pyrène | GC-MS: CMA/3/W | 2020-10-22
522 | Bodemverbeterende middelen | indeno(1,2,3-cd)pyreen | GC-MS: CMA/3/W | Amendements du sol | naphtalène | GC-MS: CMA/3/W | 2020-10-22
522 | Bodemverbeterende middelen | naftaleen | GC-MS: CMA/3/W | Amendements du sol | phénanthrène | GC-MS: CMA/3/W | 2020-10-22
522 | Bodemverbeterende middelen | pyreen | GC-MS: CMA/3/W | Amendements du sol | pyrène | GC-MS: CMA/3/W | 2020-10-22
523 | Bodemverbeterende middelen | 1,2,3,4-tetrachloorbenzeen | GC-MS/MS: CMA/3/X | Amendements du sol | 1,2,3,4-tetrachlorobenzène | GC-MS/MS: CMA/3/X | 2020-10-22
523 | Bodemverbeterende middelen | 1,2,4,5-/1,2,3,5-tetrachloorbenzeen | GC-MS/MS: CMA/3/X | Amendements du sol | 1,2,4,5-/1,2,3,5-tetrachlorobenzène | GC-MS/MS: CMA/3/X | 2020-10-22
523 | Bodemverbeterende middelen | 2,2',3,4,4',5,5'-heptachloorbifenyl (PCB 180) | GC-MS/MS: CMA/3/X | Amendements du sol | 2,2',3,4,4',5,5'-heptachlorobiphényl (PCB 180) | GC-MS/MS: CMA/3/X | 2020-10-22
523 | Bodemverbeterende middelen | 2,2',3,4,4',5'-hexachloorbifenyl (PCB 138) | GC-MS/MS: CMA/3/X | Amendements du sol | 2,2',3,4,4',5'-hexachlorobiphényl (PCB 138) | GC-MS/MS: CMA/3/X | 2020-10-22
523 | Bodemverbeterende middelen | 2,2',4,4',5,5'-hexachloorbifenyl (PCB 153) | GC-MS/MS: CMA/3/X | Amendements du sol | 2,2',4,4',5,5'-hexachlorobiphényl (PCB 153) | GC-MS/MS: CMA/3/X | 2020-10-22
523 | Bodemverbeterende middelen | 2,2',4,5,5'-pentachloorbifenyl (PCB 101) | GC-MS/MS: CMA/3/X | Amendements du sol | 2,2',4,5,5'-pentachlorobiphényl (PCB 101) | GC-MS/MS: CMA/3/X | 2020-10-22
523 | Bodemverbeterende middelen | 2,2',5,5'-tetrachloorbifenyl (PCB 52) | GC-MS/MS: CMA/3/X | Amendements du sol | 2,2',5,5'-tetrachlorobiphényl (PCB 52) | GC-MS/MS: CMA/3/X | 2020-10-22
523 | Bodemverbeterende middelen | 2,3',4,4',5-pentachloorbifenyl (PCB 118) | GC-MS/MS: CMA/3/X | Amendements du sol | 2,3',4,4',5-pentachlorobiphényl (PCB 118) | GC-MS/MS: CMA/3/X | 2020-10-22
523 | Bodemverbeterende middelen | 2,4,4'-trichloorbifenyl (PCB 28) | GC-MS/MS: CMA/3/X | Amendements du sol | 2,4,4'-trichloorbiphényl (PCB 28) | GC-MS/MS: CMA/3/X | 2020-10-22
523 | Bodemverbeterende middelen | Hexachloorbenzeen | GC-MS/MS: CMA/3/X | Amendements du sol | hexachlorobenzène | GC-MS/MS: CMA/3/X | 2020-10-22
523 | Bodemverbeterende middelen | Pentachloorbenzeen | GC-MS/MS: CMA/3/X | Amendements du sol | pentachlorobenzène | GC-MS/MS: CMA/3/X | 2020-10-22
527 | Afvalwater*1 | Al (Aluminium) | Ontsluiting met HNO3/HCl: ISO 15587-1; WAC/III/B/002; CMA/2/I/A.6.1 Meting met ICP-AES: ISO 11885; WAC/III/B/010; CMA/2/I/B.1 | Eau résiduaire*1 | Al (Aluminium) | Digestion avec HNO3 /HCl: ISO 15587-1; WAC/III/B/002; CMA/2/I/A.6.1 Analyse par ICP-AES: ISO 11885; WAC/III/B/010; CMA/2/I/B.1 | 2019-03-22
527 | Afvalwater*1 | Ca (Calcium) | Ontsluiting met HNO3/HCl: ISO 15587-1; WAC/III/B/002; CMA/2/I/A.6.1 Meting met ICP-AES: ISO 11885; WAC/III/B/010; CMA/2/I/B.1 | Eau résiduaire*1 | Ca (Calcium) | Digestion avec HNO3 /HCl: ISO 15587-1; WAC/III/B/002; CMA/2/I/A.6.1 Analyse par ICP-AES: ISO 11885; WAC/III/B/010; CMA/2/I/B.1 | 2019-03-22
527 | Afvalwater*1 | Fe (Ijzer) | Ontsluiting met HNO3/HCl: ISO 15587-1; WAC/III/B/002; CMA/2/I/A.6.1 Meting met ICP-AES: ISO 11885; WAC/III/B/010; CMA/2/I/B.1 | Eau résiduaire*1 | Fe (Fer) | Digestion avec HNO3 /HCl: ISO 15587-1; WAC/III/B/002; CMA/2/I/A.6.1 Analyse par ICP-AES: ISO 11885; WAC/III/B/010; CMA/2/I/B.1 | 2019-03-22
527 | Afvalwater*1 | K (Kalium) | Ontsluiting met HNO3/HCl: ISO 15587-1; WAC/III/B/002; CMA/2/I/A.6.1 Meting met ICP-AES: ISO 11885; WAC/III/B/010; CMA/2/I/B.1 | Eau résiduaire*1 | K (Potassium) | Digestion avec HNO3 /HCl: ISO 15587-1; WAC/III/B/002; CMA/2/I/A.6.1 Analyse par ICP-AES: ISO 11885; WAC/III/B/010; CMA/2/I/B.1 | 2019-03-22
527 | Afvalwater*1 | Mg (Magnesium) | Ontsluiting met HNO3/HCl: ISO 15587-1; WAC/III/B/002; CMA/2/I/A.6.1 Meting met ICP-AES: ISO 11885; WAC/III/B/010; CMA/2/I/B.1 | Eau résiduaire*1 | Mg (Magnésium) | Digestion avec HNO3 /HCl: ISO 15587-1; WAC/III/B/002; CMA/2/I/A.6.1 Analyse par ICP-AES: ISO 11885; WAC/III/B/010; CMA/2/I/B.1 | 2019-03-22
527 | Afvalwater*1 | Mn (Mangaan) | Ontsluiting met HNO3/HCl: ISO 15587-1; WAC/III/B/002; CMA/2/I/A.6.1 Meting met ICP-AES: ISO 11885; WAC/III/B/010; CMA/2/I/B.1 | Eau résiduaire*1 | Mn (Manganèse) | Digestion avec HNO3 /HCl: ISO 15587-1; WAC/III/B/002; CMA/2/I/A.6.1 Analyse par ICP-AES: ISO 11885; WAC/III/B/010; CMA/2/I/B.1 | 2019-03-22
527 | Afvalwater*1 | Na (Natrium) | Ontsluiting met HNO3/HCl: ISO 15587-1; WAC/III/B/002; CMA/2/I/A.6.1 Meting met ICP-AES: ISO 11885; WAC/III/B/010; CMA/2/I/B.1 | Eau résiduaire*1 | Na (Sodium) | Digestion avec HNO3 /HCl: ISO 15587-1; WAC/III/B/002; CMA/2/I/A.6.1 Analyse par ICP-AES: ISO 11885; WAC/III/B/010; CMA/2/I/B.1 | 2019-03-22
527 | Drinkwater*4 | Al (Aluminium) | Meting met ICP-AES: ISO 11885; WAC/III/B/010; CMA/2/I/B.1 | Eau potable*4 | Al (Aluminium) | Analyse par ICP-AES: ISO 11885; WAC/III/B/010; CMA/2/I/B.1 | 2019-03-22
527 | Drinkwater*4 | Ca (Calcium) | Meting met ICP-AES: ISO 11885; WAC/III/B/010; CMA/2/I/B.1 | Eau potable*4 | Ca (Calcium) | Analyse par ICP-AES: ISO 11885; WAC/III/B/010; CMA/2/I/B.1 | 2019-03-22
527 | Drinkwater*4 | Fe (Ijzer) | Meting met ICP-AES: ISO 11885; WAC/III/B/010; CMA/2/I/B.1 | Eau potable*4 | Fe (Fer) | Analyse par ICP-AES: ISO 11885; WAC/III/B/010; CMA/2/I/B.1 | 2019-03-22
527 | Drinkwater*4 | K (Kalium) | Meting met ICP-AES: ISO 11885; WAC/III/B/010; CMA/2/I/B.1 | Eau potable*4 | K (Potassium) | Analyse par ICP-AES: ISO 11885; WAC/III/B/010; CMA/2/I/B.1 | 2019-03-22
527 | Drinkwater*4 | Mg (Magnesium) | Meting met ICP-AES: ISO 11885; WAC/III/B/010; CMA/2/I/B.1 | Eau potable*4 | Mg (Magnésium) | Analyse par ICP-AES: ISO 11885; WAC/III/B/010; CMA/2/I/B.1 | 2019-03-22
527 | Drinkwater*4 | Mn (Mangaan) | Meting met ICP-AES: ISO 11885; WAC/III/B/010; CMA/2/I/B.1 | Eau potable*4 | Mn (Manganèse) | Analyse par ICP-AES: ISO 11885; WAC/III/B/010; CMA/2/I/B.1 | 2019-03-22
527 | Drinkwater*4 | Na (Natrium) | Meting met ICP-AES: ISO 11885; WAC/III/B/010; CMA/2/I/B.1 | Eau potable*4 | Na (Sodium) | Analyse par ICP-AES: ISO 11885; WAC/III/B/010; CMA/2/I/B.1 | 2019-03-22
527 | Grondwater*2 | Al (Aluminium) | Meting met ICP-AES: ISO 11885; WAC/III/B/010; CMA/2/I/B.1 | Eau souterraine*2 | Al (Aluminium) | Analyse par ICP-AES: ISO 11885; WAC/III/B/010; CMA/2/I/B.1 | 2019-03-22
527 | Grondwater*2 | Ca (Calcium) | Meting met ICP-AES: ISO 11885; WAC/III/B/010; CMA/2/I/B.1 | Eau souterraine*2 | Ca (Calcium) | Analyse par ICP-AES: ISO 11885; WAC/III/B/010; CMA/2/I/B.1 | 2019-03-22
527 | Grondwater*2 | Fe (Ijzer) | Meting met ICP-AES: ISO 11885; WAC/III/B/010; CMA/2/I/B.1 | Eau souterraine*2 | Fe (Fer) | Analyse par ICP-AES: ISO 11885; WAC/III/B/010; CMA/2/I/B.1 | 2019-03-22
527 | Grondwater*2 | K (Kalium) | Meting met ICP-AES: ISO 11885; WAC/III/B/010; CMA/2/I/B.1 | Eau souterraine*2 | K (Potassium) | Analyse par ICP-AES: ISO 11885; WAC/III/B/010; CMA/2/I/B.1 | 2019-03-22
527 | Grondwater*2 | Mg (Magnesium) | Meting met ICP-AES: ISO 11885; WAC/III/B/010; CMA/2/I/B.1 | Eau souterraine*2 | Mg (Magnésium) | Analyse par ICP-AES: ISO 11885; WAC/III/B/010; CMA/2/I/B.1 | 2019-03-22
527 | Grondwater*2 | Mn (Mangaan) | Meting met ICP-AES: ISO 11885; WAC/III/B/010; CMA/2/I/B.1 | Eau souterraine*2 | Mn (Manganèse) | Analyse par ICP-AES: ISO 11885; WAC/III/B/010; CMA/2/I/B.1 | 2019-03-22
527 | Grondwater*2 | Na (Natrium) | Meting met ICP-AES: ISO 11885; WAC/III/B/010; CMA/2/I/B.1 | Eau souterraine*2 | Na (Sodium) | Analyse par ICP-AES: ISO 11885; WAC/III/B/010; CMA/2/I/B.1 | 2019-03-22
527 | Oppervlaktewater*3 | Al (Aluminium) | Ontsluiting met HNO3/HCl: ISO 15587-1; WAC/III/B/002; CMA/2/I/A.6.1 Meting met ICP-AES: ISO 11885; WAC/III/B/010; CMA/2/I/B.1 | Eau superficielle*3 | Al (Aluminium) | Digestion avec HNO3 /HCl: ISO 15587-1; WAC/III/B/002; CMA/2/I/A.6.1 Analyse par ICP-AES: ISO 11885; WAC/III/B/010; CMA/2/I/B.1 | 2019-03-22
527 | Oppervlaktewater*3 | Ca (Calcium) | Ontsluiting met HNO3/HCl: ISO 15587-1; WAC/III/B/002; CMA/2/I/A.6.1 Meting met ICP-AES: ISO 11885; WAC/III/B/010; CMA/2/I/B.1 | Eau superficielle*3 | Ca (Calcium) | Digestion avec HNO3 /HCl: ISO 15587-1; WAC/III/B/002; CMA/2/I/A.6.1 Analyse par ICP-AES: ISO 11885; WAC/III/B/010; CMA/2/I/B.1 | 2019-03-22
527 | Oppervlaktewater*3 | Fe (Ijzer) | Ontsluiting met HNO3/HCl: ISO 15587-1; WAC/III/B/002; CMA/2/I/A.6.1 Meting met ICP-AES: ISO 11885; WAC/III/B/010; CMA/2/I/B.1 | Eau superficielle*3 | Cd (Cadmium) | Digestion avec HNO3 /HCl: ISO 15587-1; WAC/III/B/002; CMA/2/I/A.6.1 Analyse par ICP-AES: ISO 11885; WAC/III/B/010; CMA/2/I/B.1 | 2019-03-22
527 | Oppervlaktewater*3 | K (Kalium) | Ontsluiting met HNO3/HCl: ISO 15587-1; WAC/III/B/002; CMA/2/I/A.6.1 Meting met ICP-AES: ISO 11885; WAC/III/B/010; CMA/2/I/B.1 | Eau superficielle*3 | Fe (Fer) | Digestion avec HNO3 /HCl: ISO 15587-1; WAC/III/B/002; CMA/2/I/A.6.1 Analyse par ICP-AES: ISO 11885; WAC/III/B/010; CMA/2/I/B.1 | 2019-03-22
527 | Oppervlaktewater*3 | Mg (Magnesium) | Ontsluiting met HNO3/HCl: ISO 15587-1; WAC/III/B/002; CMA/2/I/A.6.1 Meting met ICP-AES: ISO 11885; WAC/III/B/010; CMA/2/I/B.1 | Eau superficielle*3 | K (Potassium) | Digestion avec HNO3 /HCl: ISO 15587-1; WAC/III/B/002; CMA/2/I/A.6.1 Analyse par ICP-AES: ISO 11885; WAC/III/B/010; CMA/2/I/B.1 | 2019-03-22
527 | Oppervlaktewater*3 | Mn (Mangaan) | Ontsluiting met HNO3/HCl: ISO 15587-1; WAC/III/B/002; CMA/2/I/A.6.1 Meting met ICP-AES: ISO 11885; WAC/III/B/010; CMA/2/I/B.1 | Eau superficielle*3 | Mg (Magnésium) | Digestion avec HNO3 /HCl: ISO 15587-1; WAC/III/B/002; CMA/2/I/A.6.1 Analyse par ICP-AES: ISO 11885; WAC/III/B/010; CMA/2/I/B.1 | 2019-03-22
527 | Oppervlaktewater*3 | Na (Natrium) | Ontsluiting met HNO3/HCl: ISO 15587-1; WAC/III/B/002; CMA/2/I/A.6.1 Meting met ICP-AES: ISO 11885; WAC/III/B/010; CMA/2/I/B.1 | Eau superficielle*3 | Mn (Manganèse) | Digestion avec HNO3 /HCl: ISO 15587-1; WAC/III/B/002; CMA/2/I/A.6.1 Analyse par ICP-AES: ISO 11885; WAC/III/B/010; CMA/2/I/B.1 | 2019-03-22
537 | Afvalwater*1 | Perfluor-n-butaansulfonzuur (PFBS) | Meting met LC-MS/MS: ISO 21675; WAC/IV/A/025 | Eau résiduaire*1 | Perfluorobutane sulfonate (PFBS) | Analyse par LC-MS/MS: ISO 21675; WAC/IV/A/025 | 2024-06-06
537 | Afvalwater*1 | Perfluor-n-octaansulfonzuur (PFOS totaal) | Meting met LC-MS/MS: ISO 21675; WAC/IV/A/025 | Eau résiduaire*1 | Perfluoroocctane sulfonate total (PFOS total) | Analyse par LC-MS/MS: ISO 21675; WAC/IV/A/025 | 2024-06-06
537 | Afvalwater*1 | N-Ethylperfluoroctaansulfonamide (EtPFOSA totaal) | Meting met LC-MS/MS: ISO 21675; WAC/IV/A/025 | Eau résiduaire*1 | N-méhyle Perfluoroctane sulfonamide total (EtPFOSA total) | Analyse par LC-MS/MS: ISO 21675; WAC/IV/A/025 | 2024-06-06
537 | Afvalwater*1 | Perfluor-n-hexaansulfonzuur (PFHxS vertakt) | Meting met LC-MS/MS: ISO 21675; WAC/IV/A/025 | Eau résiduaire*1 | Perfluorohexane sulfonate (PFHxS ramifié) | Analyse par LC-MS/MS: ISO 21675; WAC/IV/A/025 | 2024-06-06
537 | Afvalwater*1 | Perfluor-n-heptaanzuur (PFHpA) | Meting met LC-MS/MS: ISO 21675; WAC/IV/A/025 | Eau résiduaire*1 | Perfluoro heptanoate (PFHpA) | Analyse par LC-MS/MS: ISO 21675; WAC/IV/A/025 | 2024-06-06
537 | Afvalwater*1 | Perfluor-n-tetradecaanzuur (PFTeDA) | Meting met LC-MS/MS: ISO 21675; WAC/IV/A/025 | Eau résiduaire*1 | Perfluoro tetradecanoate (PFTeDA) | Analyse par LC-MS/MS: ISO 21675; WAC/IV/A/025 | 2024-06-06
537 | Afvalwater*1 | Perfluor-n-hexaansulfonzuur (PFHxS totaal) | Meting met LC-MS/MS: ISO 21675; WAC/IV/A/025 | Eau résiduaire*1 | Perfluorohexane sulfonate (PFHxS total) | Analyse par LC-MS/MS: ISO 21675; WAC/IV/A/025 | 2024-06-06
537 | Afvalwater*1 | N-Methylperfluoroctaansulfonamide (MePFOSA totaal) | Meting met LC-MS/MS: ISO 21675; WAC/IV/A/025 | Eau résiduaire*1 | N-méthyle perfluoroctane sulfonamide (MePFOSA total) | Analyse par LC-MS/MS: ISO 21675; WAC/IV/A/025 | 2024-06-06
537 | Afvalwater*1 | N-Ethylperfluoroctaansulfonamidoazijnzuur (EtPFOSAA) | Meting met LC-MS/MS: ISO 21675; WAC/IV/A/025 | Eau résiduaire*1 | N-méhyle Perfluroroctane sulfonamide acide acétique (EtPFOSAA) | Analyse par LC-MS/MS: ISO 21675; WAC/IV/A/025 | 2024-06-06
537 | Afvalwater*1 | Perfluor-1-octaansulfonamide (PFOSA vertakt) | Meting met LC-MS/MS: ISO 21675; WAC/IV/A/025 | Eau résiduaire*1 | Perfluoroctane sulfonamide (PFOSA ramifié) | Analyse par LC-MS/MS: ISO 21675; WAC/IV/A/025 | 2024-06-06
537 | Afvalwater*1 | N-Ethylperfluoroctaansulfonamide (EtPFOSA lineair) | Meting met LC-MS/MS: ISO 21675; WAC/IV/A/025 | Eau résiduaire*1 | N-Ethylperfluoroctaansulfonamide (EtPFOSA lineair) | Analyse par LC-MS/MS: ISO 21675; WAC/IV/A/025 | 2024-06-06
537 | Afvalwater*1 | Perfluor-n-pentaanzuur (PFPeA) | Meting met LC-MS/MS: ISO 21675; WAC/IV/A/025 | Eau résiduaire*1 | Acide perfluoropentanoïque (PFPeA) | Analyse par LC-MS/MS: ISO 21675; WAC/IV/A/025 | 2024-06-06
537 | Afvalwater*1 | Perfluor-n-pentaansulfonzuur (PFPeS) | Meting met LC-MS/MS: ISO 21675; WAC/IV/A/025 | Eau résiduaire*1 | Perfluoro-n-pentaoïque sulfonamide (PFPeS) | Analyse par LC-MS/MS: ISO 21675; WAC/IV/A/025 | 2024-06-06
537 | Afvalwater*1 | Perfluor-n-octaanzuur (PFOA lineair) | Meting met LC-MS/MS: ISO 21675; WAC/IV/A/025 | Eau résiduaire*1 | Acide Perfluoro-octanoïque (PFOA lineair) | Analyse par LC-MS/MS: ISO 21675; WAC/IV/A/025 | 2024-06-06
537 | Afvalwater*1 | Perfluor-n-octaansulfonzuur (PFOS vertakt) | Meting met LC-MS/MS: ISO 21675; WAC/IV/A/025 | Eau résiduaire*1 | Acide sulfonique de perfluorooctane (PFOS ramifié) | Analyse par LC-MS/MS: ISO 21675; WAC/IV/A/025 | 2024-06-06
537 | Afvalwater*1 | Perfluor-n-hexaanzuur (PFHxA) | Meting met LC-MS/MS: ISO 21675; WAC/IV/A/025 | Eau résiduaire*1 | Acide perfluorohexanoïque (PFHxA) | Analyse par LC-MS/MS: ISO 21675; WAC/IV/A/025 | 2024-06-06
537 | Afvalwater*1 | Perfluor-n-heptaansulfonzuur (PFHpS) | Meting met LC-MS/MS: ISO 21675; WAC/IV/A/025 | Eau résiduaire*1 | Acide Perfluoro-n-heptanoate sulfonique (PFHpS) | Analyse par LC-MS/MS: ISO 21675; WAC/IV/A/025 | 2024-06-06
537 | Afvalwater*1 | 6:2 Fluortelomeersulfonzuur (6:2 FTS) | Meting met LC-MS/MS: ISO 21675; WAC/IV/A/025 | Eau résiduaire*1 | 6:2 Fluorotelemer sulfonate (6:2 FTS) | Analyse par LC-MS/MS: ISO 21675; WAC/IV/A/025 | 2024-06-06
537 | Afvalwater*1 | Perfluor-n-octaanzuur (PFOA vertakt) | Meting met LC-MS/MS: ISO 21675; WAC/IV/A/025 | Eau résiduaire*1 | Perfluoro octanoate (PFOA ramifié) | Analyse par LC-MS/MS: ISO 21675; WAC/IV/A/025 | 2024-06-06
537 | Afvalwater*1 | Perfluor-n-octaansulfonzuur (PFOS lineair) | Meting met LC-MS/MS: ISO 21675; WAC/IV/A/025 | Eau résiduaire*1 | Perfluorooctane sulfonate (PFOS lineair) | Analyse par LC-MS/MS: ISO 21675; WAC/IV/A/025 | 2024-06-06
537 | Afvalwater*1 | N-Methylperfluoroctaansulfonamide (MePFOSA vertakt) | Meting met LC-MS/MS: ISO 21675; WAC/IV/A/025 | Eau résiduaire*1 | N-méthyle Perfluoroctane sulfonamide (MePFOSA ramifié) | Analyse par LC-MS/MS: ISO 21675; WAC/IV/A/025 | 2024-06-06
537 | Afvalwater*1 | N-Ethylperfluoroctaansulfonamide (EtPFOSA vertakt) | Meting met LC-MS/MS: ISO 21675; WAC/IV/A/025 | Eau résiduaire*1 | N-Ethylperfluoroctaansulfonamide (EtPFOSA ramifié) | Analyse par LC-MS/MS: ISO 21675; WAC/IV/A/025 | 2024-06-06
537 | Afvalwater*1 | Perfluor-1-octaansulfonamide (PFOSA totaal) | Meting met LC-MS/MS: ISO 21675; WAC/IV/A/025 | Eau résiduaire*1 | Perfluoroctane sulfonamide (PFOSA total) | Analyse par LC-MS/MS: ISO 21675; WAC/IV/A/025 | 2024-06-06
537 | Afvalwater*1 | 4:2 Fluortelomeersulfonzuur (4:2 FTS) | Meting met LC-MS/MS: ISO 21675; WAC/IV/A/025 | Eau résiduaire*1 | 4:2 Fluorotelemer sulfonate (4:2 FTS) | Analyse par LC-MS/MS: ISO 21675; WAC/IV/A/025 | 2024-06-06
537 | Afvalwater*1 | 8:2 Fluortelomeerfosfaat diester (8:2 diPAP ) | Meting met LC-MS/MS: ISO 21675; WAC/IV/A/025 | Eau résiduaire*1 | 8:2 Diester de phosphate fluorotélomérique (8:2 diPAP ) | Analyse par LC-MS/MS: ISO 21675; WAC/IV/A/025 | 2024-06-06
537 | Afvalwater*1 | Perfluor-n-butaanzuur (PFBA) | Meting met LC-MS/MS: ISO 21675; WAC/IV/A/025 | Eau résiduaire*1 | Acide Perfluorobutanoïque (PFBA) | Analyse par LC-MS/MS: ISO 21675; WAC/IV/A/025 | 2024-06-06
537 | Afvalwater*1 | Perfluor-n-nonaanzuur (PFNA) | Meting met LC-MS/MS: ISO 21675; WAC/IV/A/025 | Eau résiduaire*1 | Acide perfluoro-nonanoïque (PFNA) | Analyse par LC-MS/MS: ISO 21675; WAC/IV/A/025 | 2024-06-06
537 | Afvalwater*1 | 4,8-Dioxa-3H-perfluornonaanzuur (DONA) | Meting met LC-MS/MS: ISO 21675; WAC/IV/A/025 | Eau résiduaire*1 | 4,8- dioxa-3H perfluoro nonanoate acide (DONA) | Analyse par LC-MS/MS: ISO 21675; WAC/IV/A/025 | 2024-06-06
537 | Afvalwater*1 | Hexafluorpropyleenoxidedimeerzuur (HFPO-DA) | Meting met LC-MS/MS: ISO 21675; WAC/IV/A/025 | Eau résiduaire*1 | Heptafluoropropoxypropanoate (HFPO-DA) | Analyse par LC-MS/MS: ISO 21675; WAC/IV/A/025 | 2024-06-06
537 | Afvalwater*1 | Perfluor-n-hexaansulfonzuur (PFHxS lineair) | Meting met LC-MS/MS: ISO 21675; WAC/IV/A/025 | Eau résiduaire*1 | Perfluorohexane sulfonate (PFHxS lineair) | Analyse par LC-MS/MS: ISO 21675; WAC/IV/A/025 | 2024-06-06
537 | Afvalwater*1 | Perfluor-n-hexadecaanzuur (PFHxDA) | Meting met LC-MS/MS: ISO 21675; WAC/IV/A/025 | Eau résiduaire*1 | Acide Perfluorohexanoïque (PFHxDA) | Analyse par LC-MS/MS: ISO 21675; WAC/IV/A/025 | 2024-06-06
537 | Afvalwater*1 | N-Methylperfluoroctaansulfonamidoazijnzuur (MePFOSAA) | Meting met LC-MS/MS: ISO 21675; WAC/IV/A/025 | Eau résiduaire*1 | Acide acétique N-méthyle Perfluoroctane sulfonamide (MePFOSAA) | Analyse par LC-MS/MS: ISO 21675; WAC/IV/A/025 | 2024-06-06
537 | Afvalwater*1 | Perfluor-1-decaansulfonzuur (PFDS) | Meting met LC-MS/MS: ISO 21675; WAC/IV/A/025 | Eau résiduaire*1 | Perfluordecane sulfonate (PFDS) | Analyse par LC-MS/MS: ISO 21675; WAC/IV/A/025 | 2024-06-06
537 | Afvalwater*1 | Perfluor-n-dodecaanzuur (PFDoDA) | Meting met LC-MS/MS: ISO 21675; WAC/IV/A/025 | Eau résiduaire*1 | Perfluoro dodecanoate (PFDoDA) | Analyse par LC-MS/MS: ISO 21675; WAC/IV/A/025 | 2024-06-06
537 | Afvalwater*1 | Perfluor-n-undecaanzuur (PFUnDA) | Meting met LC-MS/MS: ISO 21675; WAC/IV/A/025 | Eau résiduaire*1 | Perfluoro undeanoate (PFUnDA) | Analyse par LC-MS/MS: ISO 21675; WAC/IV/A/025 | 2024-06-06
537 | Afvalwater*1 | N-Methylperfluoroctaansulfonamide (MePFOSA lineair) | Meting met LC-MS/MS: ISO 21675; WAC/IV/A/025 | Eau résiduaire*1 | N-Methylperfluoroctaansulfonamide (MePFOSA lineair) | Analyse par LC-MS/MS: ISO 21675; WAC/IV/A/025 | 2024-06-06
537 | Afvalwater*1 | Perfluor-n-decaanzuur (PFDA) | Meting met LC-MS/MS: ISO 21675; WAC/IV/A/025 | Eau résiduaire*1 | Perfluoro decanoate (PFDA) | Analyse par LC-MS/MS: ISO 21675; WAC/IV/A/025 | 2024-06-06
537 | Afvalwater*1 | Perfluor-n-octaanzuur (PFOA totaal) | Meting met LC-MS/MS: ISO 21675; WAC/IV/A/025 | Eau résiduaire*1 | Perfluoro octanoate (PFOA total) | Analyse par LC-MS/MS: ISO 21675; WAC/IV/A/025 | 2024-06-06
537 | Afvalwater*1 | Perfluor-n-nonaansulfonzuur (PFNS) | Meting met LC-MS/MS: ISO 21675; WAC/IV/A/025 | Eau résiduaire*1 | Acide Perflouro sulfonique (PFNS) | Analyse par LC-MS/MS: ISO 21675; WAC/IV/A/025 | 2024-06-06
537 | Afvalwater*1 | 8:2 Fluortelomeersulfonzuur (8:2 FTS) | Meting met LC-MS/MS: ISO 21675; WAC/IV/A/025 | Eau résiduaire*1 | 8:2 Acide sulfonique fluorotélomérique (8:2 FTS) | Analyse par LC-MS/MS: ISO 21675; WAC/IV/A/025 | 2024-06-06
537 | Afvalwater*1 | Perfluor-4-ethylcyclohexaansulfonzuur (PFECHS) | Meting met LC-MS/MS: ISO 21675; WAC/IV/A/025 | Eau résiduaire*1 | Acide perfluoro-4-éthylcyclohexane sulfonique (PFECHS) | Analyse par LC-MS/MS: ISO 21675; WAC/IV/A/025 | 2024-06-06
537 | Afvalwater*1 | Perfluor-n-butaansulfonamide (PFBSA) | Meting met LC-MS/MS: ISO 21675; WAC/IV/A/025 | Eau résiduaire*1 | Perfluoro-n-butanesulfonamide (PFBSA) | Analyse par LC-MS/MS: ISO 21675; WAC/IV/A/025 | 2025-11-17
537 | Afvalwater*1 | N-methylperfluor-n-butaansulfonamide (MePFBSA) | Meting met LC-MS/MS: ISO 21675; WAC/IV/A/025 | Eau résiduaire*1 | N-Méthylperfluoro-n-butanesulfonamide (MePFBSA) | Analyse par LC-MS/MS: ISO 21675; WAC/IV/A/025 | 2025-11-17
537 | Afvalwater*1 | N-methylperfluor-n-butaansulfonylamide azijnzuur (MePFBSAA) | Meting met LC-MS/MS: ISO 21675; WAC/IV/A/025 | Eau résiduaire*1 | Acide acétique N-méthylperfluoro-n-butanesulfonylamide (MePFBSAA) | Analyse par LC-MS/MS: ISO 21675; WAC/IV/A/025 | 2025-11-17
537 | Afvalwater*1 | Perfluor-n-hexaansulfonamide (PFHxSA) | Meting met LC-MS/MS: ISO 21675; WAC/IV/A/025 | Eau résiduaire*1 | Perfluoro-n-hexanesulfonamide (PFHxSA) | Analyse par LC-MS/MS: ISO 21675; WAC/IV/A/025 | 2025-11-17
537 | Grondwater*2 | Perfluor-n-butaansulfonzuur (PFBS) | Meting met LC-MS/MS: ISO 21675; WAC/IV/A/025 | Eau souterraine*2 | Perfluorobutane sulfonate (PFBS) | Analyse par LC-MS/MS: ISO 21675; WAC/IV/A/025 | 2024-06-06
537 | Grondwater*2 | Perfluor-n-octaansulfonzuur (PFOS totaal) | Meting met LC-MS/MS: ISO 21675; WAC/IV/A/025 | Eau souterraine*2 | Perfluoroocctane sulfonate total (PFOS total) | Analyse par LC-MS/MS: ISO 21675; WAC/IV/A/025 | 2024-06-06
537 | Grondwater*2 | N-Ethylperfluoroctaansulfonamide (EtPFOSA totaal) | Meting met LC-MS/MS: ISO 21675; WAC/IV/A/025 | Eau souterraine*2 | N-méhyle Perfluoroctane sulfonamide total (EtPFOSA total) | Analyse par LC-MS/MS: ISO 21675; WAC/IV/A/025 | 2024-06-06
537 | Grondwater*2 | Perfluor-n-hexaansulfonzuur (PFHxS vertakt) | Meting met LC-MS/MS: ISO 21675; WAC/IV/A/025 | Eau souterraine*2 | Perfluorohexane sulfonate (PFHxS ramifié) | Analyse par LC-MS/MS: ISO 21675; WAC/IV/A/025 | 2024-06-06
537 | Grondwater*2 | Perfluor-n-heptaanzuur (PFHpA) | Meting met LC-MS/MS: ISO 21675; WAC/IV/A/025 | Eau souterraine*2 | Perfluoro heptanoate (PFHpA) | Analyse par LC-MS/MS: ISO 21675; WAC/IV/A/025 | 2024-06-06
537 | Grondwater*2 | Perfluor-n-tetradecaanzuur (PFTeDA) | Meting met LC-MS/MS: ISO 21675; WAC/IV/A/025 | Eau souterraine*2 | Perfluoro tetradecanoate (PFTeDA) | Analyse par LC-MS/MS: ISO 21675; WAC/IV/A/025 | 2024-06-06
537 | Grondwater*2 | Perfluor-n-hexaansulfonzuur (PFHxS totaal) | Meting met LC-MS/MS: ISO 21675; WAC/IV/A/025 | Eau souterraine*2 | Perfluorohexane sulfonate (PFHxS total) | Analyse par LC-MS/MS: ISO 21675; WAC/IV/A/025 | 2024-06-06
537 | Grondwater*2 | N-Methylperfluoroctaansulfonamide (MePFOSA totaal) | Meting met LC-MS/MS: ISO 21675; WAC/IV/A/025 | Eau souterraine*2 | N-méthyle perfluoroctane sulfonamide (MePFOSA total) | Analyse par LC-MS/MS: ISO 21675; WAC/IV/A/025 | 2024-06-06
537 | Grondwater*2 | N-Ethylperfluoroctaansulfonamidoazijnzuur (EtPFOSAA) | Meting met LC-MS/MS: ISO 21675; WAC/IV/A/025 | Eau souterraine*2 | N-méhyle Perfluroroctane sulfonamide acide acétique (EtPFOSAA) | Analyse par LC-MS/MS: ISO 21675; WAC/IV/A/025 | 2024-06-06
537 | Grondwater*2 | Perfluor-1-octaansulfonamide (PFOSA vertakt) | Meting met LC-MS/MS: ISO 21675; WAC/IV/A/025 | Eau souterraine*2 | Perfluoroctane sulfonamide (PFOSA ramifié) | Analyse par LC-MS/MS: ISO 21675; WAC/IV/A/025 | 2024-06-06
537 | Grondwater*2 | N-Ethylperfluoroctaansulfonamide (EtPFOSA lineair) | Meting met LC-MS/MS: ISO 21675; WAC/IV/A/025 | Eau souterraine*2 | N-Ethylperfluoroctaansulfonamide (EtPFOSA lineair) | Analyse par LC-MS/MS: ISO 21675; WAC/IV/A/025 | 2024-06-06
537 | Grondwater*2 | Perfluor-n-pentaanzuur (PFPeA) | Meting met LC-MS/MS: ISO 21675; WAC/IV/A/025 | Eau souterraine*2 | Acide perfluoropentanoïque (PFPeA) | Analyse par LC-MS/MS: ISO 21675; WAC/IV/A/025 | 2024-06-06
537 | Grondwater*2 | Perfluor-n-pentaansulfonzuur (PFPeS) | Meting met LC-MS/MS: ISO 21675; WAC/IV/A/025 | Eau souterraine*2 | Perfluoro-n-pentaoïque sulfonamide (PFPeS) | Analyse par LC-MS/MS: ISO 21675; WAC/IV/A/025 | 2024-06-06
537 | Grondwater*2 | Perfluor-n-octaanzuur (PFOA lineair) | Meting met LC-MS/MS: ISO 21675; WAC/IV/A/025 | Eau souterraine*2 | Acide Perfluoro-octanoïque (PFOA lineair) | Analyse par LC-MS/MS: ISO 21675; WAC/IV/A/025 | 2024-06-06
537 | Grondwater*2 | Perfluor-n-octaansulfonzuur (PFOS vertakt) | Meting met LC-MS/MS: ISO 21675; WAC/IV/A/025 | Eau souterraine*2 | Acide sulfonique de perfluorooctane (PFOS ramifié) | Analyse par LC-MS/MS: ISO 21675; WAC/IV/A/025 | 2024-06-06
537 | Grondwater*2 | Perfluor-n-hexaanzuur (PFHxA) | Meting met LC-MS/MS: ISO 21675; WAC/IV/A/025 | Eau souterraine*2 | Acide perfluorohexanoïque (PFHxA) | Analyse par LC-MS/MS: ISO 21675; WAC/IV/A/025 | 2024-06-06
537 | Grondwater*2 | Perfluor-n-heptaansulfonzuur (PFHpS) | Meting met LC-MS/MS: ISO 21675; WAC/IV/A/025 | Eau souterraine*2 | Acide Perfluoro-n-heptanoate sulfonique (PFHpS) | Analyse par LC-MS/MS: ISO 21675; WAC/IV/A/025 | 2024-06-06
537 | Grondwater*2 | 6:2 Fluortelomeersulfonzuur (6:2 FTS) | Meting met LC-MS/MS: ISO 21675; WAC/IV/A/025 | Eau souterraine*2 | 6:2 Fluorotelemer sulfonate (6:2 FTS) | Analyse par LC-MS/MS: ISO 21675; WAC/IV/A/025 | 2024-06-06
537 | Grondwater*2 | Perfluor-n-octaanzuur (PFOA vertakt) | Meting met LC-MS/MS: ISO 21675; WAC/IV/A/025 | Eau souterraine*2 | Perfluoro octanoate (PFOA ramifié) | Analyse par LC-MS/MS: ISO 21675; WAC/IV/A/025 | 2024-06-06
537 | Grondwater*2 | Perfluor-n-octaansulfonzuur (PFOS lineair) | Meting met LC-MS/MS: ISO 21675; WAC/IV/A/025 | Eau souterraine*2 | Perfluorooctane sulfonate (PFOS lineair) | Analyse par LC-MS/MS: ISO 21675; WAC/IV/A/025 | 2024-06-06
537 | Grondwater*2 | N-Methylperfluoroctaansulfonamide (MePFOSA vertakt) | Meting met LC-MS/MS: ISO 21675; WAC/IV/A/025 | Eau souterraine*2 | N-méthyle Perfluoroctane sulfonamide (MePFOSA ramifié) | Analyse par LC-MS/MS: ISO 21675; WAC/IV/A/025 | 2024-06-06
537 | Grondwater*2 | N-Ethylperfluoroctaansulfonamide (EtPFOSA vertakt) | Meting met LC-MS/MS: ISO 21675; WAC/IV/A/025 | Eau souterraine*2 | N-Ethylperfluoroctaansulfonamide (EtPFOSA ramifié) | Analyse par LC-MS/MS: ISO 21675; WAC/IV/A/025 | 2024-06-06
537 | Grondwater*2 | Perfluor-1-octaansulfonamide (PFOSA totaal) | Meting met LC-MS/MS: ISO 21675; WAC/IV/A/025 | Eau souterraine*2 | Perfluoroctane sulfonamide (PFOSA total) | Analyse par LC-MS/MS: ISO 21675; WAC/IV/A/025 | 2024-06-06
537 | Grondwater*2 | 4:2 Fluortelomeersulfonzuur (4:2 FTS) | Meting met LC-MS/MS: ISO 21675; WAC/IV/A/025 | Eau souterraine*2 | 4:2 Fluorotelemer sulfonate (4:2 FTS) | Analyse par LC-MS/MS: ISO 21675; WAC/IV/A/025 | 2024-06-06
537 | Grondwater*2 | 8:2 Fluortelomeerfosfaat diester (8:2 diPAP ) | Meting met LC-MS/MS: ISO 21675; WAC/IV/A/025 | Eau souterraine*2 | 8:2 Diester de phosphate fluorotélomérique (8:2 diPAP ) | Analyse par LC-MS/MS: ISO 21675; WAC/IV/A/025 | 2024-06-06
537 | Grondwater*2 | Perfluor-n-butaanzuur (PFBA) | Meting met LC-MS/MS: ISO 21675; WAC/IV/A/025 | Eau souterraine*2 | Acide Perfluorobutanoïque (PFBA) | Analyse par LC-MS/MS: ISO 21675; WAC/IV/A/025 | 2024-06-06
537 | Grondwater*2 | Perfluor-n-nonaanzuur (PFNA) | Meting met LC-MS/MS: ISO 21675; WAC/IV/A/025 | Eau souterraine*2 | Acide perfluoro-nonanoïque (PFNA) | Analyse par LC-MS/MS: ISO 21675; WAC/IV/A/025 | 2024-06-06
537 | Grondwater*2 | 4,8-Dioxa-3H-perfluornonaanzuur (DONA) | Meting met LC-MS/MS: ISO 21675; WAC/IV/A/025 | Eau souterraine*2 | 4,8- dioxa-3H perfluoro nonanoate acide (DONA) | Analyse par LC-MS/MS: ISO 21675; WAC/IV/A/025 | 2024-06-06
537 | Grondwater*2 | Hexafluorpropyleenoxidedimeerzuur (HFPO-DA) | Meting met LC-MS/MS: ISO 21675; WAC/IV/A/025 | Eau souterraine*2 | Heptafluoropropoxypropanoate (HFPO-DA) | Analyse par LC-MS/MS: ISO 21675; WAC/IV/A/025 | 2024-06-06
537 | Grondwater*2 | Perfluor-n-hexaansulfonzuur (PFHxS lineair) | Meting met LC-MS/MS: ISO 21675; WAC/IV/A/025 | Eau souterraine*2 | Perfluorohexane sulfonate (PFHxS lineair) | Analyse par LC-MS/MS: ISO 21675; WAC/IV/A/025 | 2024-06-06
537 | Grondwater*2 | Perfluor-n-hexadecaanzuur (PFHxDA) | Meting met LC-MS/MS: ISO 21675; WAC/IV/A/025 | Eau souterraine*2 | Acide Perfluorohexanoïque (PFHxDA) | Analyse par LC-MS/MS: ISO 21675; WAC/IV/A/025 | 2024-06-06
537 | Grondwater*2 | Perfluor-1-octaansulfonamide (PFOSA lineair) | Meting met LC-MS/MS: ISO 21675; WAC/IV/A/025 | Eau souterraine*2 | Perfluoroctane sulfonamide (PFOSA lineair) | Analyse par LC-MS/MS: ISO 21675; WAC/IV/A/025 | 2024-06-06
537 | Grondwater*2 | N-Methylperfluoroctaansulfonamidoazijnzuur (MePFOSAA) | Meting met LC-MS/MS: ISO 21675; WAC/IV/A/025 | Eau souterraine*2 | Acide acétique N-méthyle Perfluoroctane sulfonamide (MePFOSAA) | Analyse par LC-MS/MS: ISO 21675; WAC/IV/A/025 | 2024-06-06
537 | Grondwater*2 | Perfluor-1-decaansulfonzuur (PFDS) | Meting met LC-MS/MS: ISO 21675; WAC/IV/A/025 | Eau souterraine*2 | Perfluordecane sulfonate (PFDS) | Analyse par LC-MS/MS: ISO 21675; WAC/IV/A/025 | 2024-06-06
537 | Grondwater*2 | Perfluor-n-dodecaanzuur (PFDoDA) | Meting met LC-MS/MS: ISO 21675; WAC/IV/A/025 | Eau souterraine*2 | Perfluoro dodecanoate (PFDoDA) | Analyse par LC-MS/MS: ISO 21675; WAC/IV/A/025 | 2024-06-06
537 | Grondwater*2 | Perfluor-n-undecaanzuur (PFUnDA) | Meting met LC-MS/MS: ISO 21675; WAC/IV/A/025 | Eau souterraine*2 | Perfluoro undeanoate (PFUnDA) | Analyse par LC-MS/MS: ISO 21675; WAC/IV/A/025 | 2024-06-06
537 | Grondwater*2 | N-Methylperfluoroctaansulfonamide (MePFOSA lineair) | Meting met LC-MS/MS: ISO 21675; WAC/IV/A/025 | Eau souterraine*2 | N-Methylperfluoroctaansulfonamide (MePFOSA lineair) | Analyse par LC-MS/MS: ISO 21675; WAC/IV/A/025 | 2024-06-06
537 | Grondwater*2 | Perfluor-n-decaanzuur (PFDA) | Meting met LC-MS/MS: ISO 21675; WAC/IV/A/025 | Eau souterraine*2 | Perfluoro decanoate (PFDA) | Analyse par LC-MS/MS: ISO 21675; WAC/IV/A/025 | 2024-06-06
537 | Grondwater*2 | Perfluor-n-octaanzuur (PFOA totaal) | Meting met LC-MS/MS: ISO 21675; WAC/IV/A/025 | Eau souterraine*2 | Perfluoro octanoate (PFOA total) | Analyse par LC-MS/MS: ISO 21675; WAC/IV/A/025 | 2024-06-06
537 | Grondwater*2 | Perfluor-n-nonaansulfonzuur (PFNS) | Meting met LC-MS/MS: ISO 21675; WAC/IV/A/025 | Eau souterraine*2 | Acide Perflouro sulfonique (PFNS) | Analyse par LC-MS/MS: ISO 21675; WAC/IV/A/025 | 2024-06-06
537 | Grondwater*2 | 8:2 Fluortelomeersulfonzuur (8:2 FTS) | Meting met LC-MS/MS: ISO 21675; WAC/IV/A/025 | Eau souterraine*2 | 8:2 Acide sulfonique fluorotélomérique (8:2 FTS) | Analyse par LC-MS/MS: ISO 21675; WAC/IV/A/025 | 2024-06-06
537 | Grondwater*2 | Perfluor-4-ethylcyclohexaansulfonzuur (PFECHS) | Meting met LC-MS/MS: ISO 21675; WAC/IV/A/025 | Eau souterraine*2 | Acide perfluoro-4-éthylcyclohexane sulfonique (PFECHS) | Analyse par LC-MS/MS: ISO 21675; WAC/IV/A/025 | 2024-06-06
537 | Grondwater*2 | Perfluor-n-butaansulfonamide (PFBSA) | Meting met LC-MS/MS: ISO 21675; WAC/IV/A/025 | Eau souterraine*2 | Perfluoro-n-butanesulfonamide (PFBSA) | Analyse par LC-MS/MS: ISO 21675; WAC/IV/A/025 | 2025-11-17
537 | Grondwater*2 | N-methylperfluor-n-butaansulfonamide (MePFBSA) | Meting met LC-MS/MS: ISO 21675; WAC/IV/A/025 | Eau souterraine*2 | N-Méthylperfluoro-n-butanesulfonamide (MePFBSA) | Analyse par LC-MS/MS: ISO 21675; WAC/IV/A/025 | 2025-11-17
537 | Grondwater*2 | N-methylperfluor-n-butaansulfonylamide azijnzuur (MePFBSAA) | Meting met LC-MS/MS: ISO 21675; WAC/IV/A/025 | Eau souterraine*2 | Acide acétique N-méthylperfluoro-n-butanesulfonylamide (MePFBSAA) | Analyse par LC-MS/MS: ISO 21675; WAC/IV/A/025 | 2025-11-17
537 | Grondwater*2 | Perfluor-n-hexaansulfonamide (PFHxSA) | Meting met LC-MS/MS: ISO 21675; WAC/IV/A/025 | Eau souterraine*2 | Perfluoro-n-hexanesulfonamide (PFHxSA) | Analyse par LC-MS/MS: ISO 21675; WAC/IV/A/025 | 2025-11-17
537 | Oppervlaktewater*3 | Perfluor-n-butaansulfonzuur (PFBS) | Meting met LC-MS/MS: ISO 21675; WAC/IV/A/025 | eau superficielle*3 | Perfluorobutane sulfonate (PFBS) | Analyse par LC-MS/MS: ISO 21675; WAC/IV/A/025 | 2024-06-06
537 | Oppervlaktewater*3 | Perfluor-n-octaansulfonzuur (PFOS totaal) | Meting met LC-MS/MS: ISO 21675; WAC/IV/A/025 | eau superficielle*3 | Perfluoroocctane sulfonate total (PFOS total) | Analyse par LC-MS/MS: ISO 21675; WAC/IV/A/025 | 2024-06-06
537 | Oppervlaktewater*3 | N-Ethylperfluoroctaansulfonamide (EtPFOSA totaal) | Meting met LC-MS/MS: ISO 21675; WAC/IV/A/025 | eau superficielle*3 | N-méhyle Perfluoroctane sulfonamide total (EtPFOSA total) | Analyse par LC-MS/MS: ISO 21675; WAC/IV/A/025 | 2024-06-06
537 | Oppervlaktewater*3 | Perfluor-n-hexaansulfonzuur (PFHxS vertakt) | Meting met LC-MS/MS: ISO 21675; WAC/IV/A/025 | eau superficielle*3 | Perfluorohexane sulfonate (PFHxS ramifié) | Analyse par LC-MS/MS: ISO 21675; WAC/IV/A/025 | 2024-06-06
537 | Oppervlaktewater*3 | Perfluor-n-heptaanzuur (PFHpA) | Meting met LC-MS/MS: ISO 21675; WAC/IV/A/025 | eau superficielle*3 | Perfluoro heptanoate (PFHpA) | Analyse par LC-MS/MS: ISO 21675; WAC/IV/A/025 | 2024-06-06
537 | Oppervlaktewater*3 | Perfluor-n-tetradecaanzuur (PFTeDA) | Meting met LC-MS/MS: ISO 21675; WAC/IV/A/025 | eau superficielle*3 | Perfluoro tetradecanoate (PFTeDA) | Analyse par LC-MS/MS: ISO 21675; WAC/IV/A/025 | 2024-06-06
537 | Oppervlaktewater*3 | Perfluor-n-hexaansulfonzuur (PFHxS totaal) | Meting met LC-MS/MS: ISO 21675; WAC/IV/A/025 | eau superficielle*3 | Perfluorohexane sulfonate (PFHxS total) | Analyse par LC-MS/MS: ISO 21675; WAC/IV/A/025 | 2024-06-06
537 | Oppervlaktewater*3 | N-Methylperfluoroctaansulfonamide (MePFOSA totaal) | Meting met LC-MS/MS: ISO 21675; WAC/IV/A/025 | eau superficielle*3 | N-méthyle perfluoroctane sulfonamide (MePFOSA total) | Analyse par LC-MS/MS: ISO 21675; WAC/IV/A/025 | 2024-06-06
537 | Oppervlaktewater*3 | N-Ethylperfluoroctaansulfonamidoazijnzuur (EtPFOSAA) | Meting met LC-MS/MS: ISO 21675; WAC/IV/A/025 | eau superficielle*3 | N-méhyle Perfluroroctane sulfonamide acide acétique (EtPFOSAA) | Analyse par LC-MS/MS: ISO 21675; WAC/IV/A/025 | 2024-06-06
537 | Oppervlaktewater*3 | Perfluor-1-octaansulfonamide (PFOSA vertakt) | Meting met LC-MS/MS: ISO 21675; WAC/IV/A/025 | eau superficielle*3 | Perfluoroctane sulfonamide (PFOSA ramifié) | Analyse par LC-MS/MS: ISO 21675; WAC/IV/A/025 | 2024-06-06
537 | Oppervlaktewater*3 | N-Ethylperfluoroctaansulfonamide (EtPFOSA lineair) | Meting met LC-MS/MS: ISO 21675; WAC/IV/A/025 | eau superficielle*3 | N-Ethylperfluoroctaansulfonamide (EtPFOSA lineair) | Analyse par LC-MS/MS: ISO 21675; WAC/IV/A/025 | 2024-06-06
537 | Oppervlaktewater*3 | Perfluor-n-pentaanzuur (PFPeA) | Meting met LC-MS/MS: ISO 21675; WAC/IV/A/025 | eau superficielle*3 | Acide perfluoropentanoïque (PFPeA) | Analyse par LC-MS/MS: ISO 21675; WAC/IV/A/025 | 2024-06-06
537 | Oppervlaktewater*3 | Perfluor-n-pentaansulfonzuur (PFPeS) | Meting met LC-MS/MS: ISO 21675; WAC/IV/A/025 | eau superficielle*3 | Perfluoro-n-pentaoïque sulfonamide (PFPeS) | Analyse par LC-MS/MS: ISO 21675; WAC/IV/A/025 | 2024-06-06
537 | Oppervlaktewater*3 | Perfluor-n-octaanzuur (PFOA lineair) | Meting met LC-MS/MS: ISO 21675; WAC/IV/A/025 | eau superficielle*3 | Acide Perfluoro-octanoïque (PFOA lineair) | Analyse par LC-MS/MS: ISO 21675; WAC/IV/A/025 | 2024-06-06
537 | Oppervlaktewater*3 | Perfluor-n-octaansulfonzuur (PFOS vertakt) | Meting met LC-MS/MS: ISO 21675; WAC/IV/A/025 | eau superficielle*3 | Acide sulfonique de perfluorooctane (PFOS ramifié) | Analyse par LC-MS/MS: ISO 21675; WAC/IV/A/025 | 2024-06-06
537 | Oppervlaktewater*3 | Perfluor-n-hexaanzuur (PFHxA) | Meting met LC-MS/MS: ISO 21675; WAC/IV/A/025 | eau superficielle*3 | Acide perfluorohexanoïque (PFHxA) | Analyse par LC-MS/MS: ISO 21675; WAC/IV/A/025 | 2024-06-06
537 | Oppervlaktewater*3 | Perfluor-n-heptaansulfonzuur (PFHpS) | Meting met LC-MS/MS: ISO 21675; WAC/IV/A/025 | eau superficielle*3 | Acide Perfluoro-n-heptanoate sulfonique (PFHpS) | Analyse par LC-MS/MS: ISO 21675; WAC/IV/A/025 | 2024-06-06
537 | Oppervlaktewater*3 | 6:2 Fluortelomeersulfonzuur (6:2 FTS) | Meting met LC-MS/MS: ISO 21675; WAC/IV/A/025 | eau superficielle*3 | 6:2 Fluorotelemer sulfonate (6:2 FTS) | Analyse par LC-MS/MS: ISO 21675; WAC/IV/A/025 | 2024-06-06
537 | Oppervlaktewater*3 | Perfluor-n-octaanzuur (PFOA vertakt) | Meting met LC-MS/MS: ISO 21675; WAC/IV/A/025 | eau superficielle*3 | Perfluoro octanoate (PFOA ramifié) | Analyse par LC-MS/MS: ISO 21675; WAC/IV/A/025 | 2024-06-06
537 | Oppervlaktewater*3 | Perfluor-n-octaansulfonzuur (PFOS lineair) | Meting met LC-MS/MS: ISO 21675; WAC/IV/A/025 | eau superficielle*3 | Perfluorooctane sulfonate (PFOS lineair) | Analyse par LC-MS/MS: ISO 21675; WAC/IV/A/025 | 2024-06-06
537 | Oppervlaktewater*3 | N-Methylperfluoroctaansulfonamide (MePFOSA vertakt) | Meting met LC-MS/MS: ISO 21675; WAC/IV/A/025 | eau superficielle*3 | N-méthyle Perfluoroctane sulfonamide (MePFOSA ramifié) | Analyse par LC-MS/MS: ISO 21675; WAC/IV/A/025 | 2024-06-06
537 | Oppervlaktewater*3 | N-Ethylperfluoroctaansulfonamide (EtPFOSA vertakt) | Meting met LC-MS/MS: ISO 21675; WAC/IV/A/025 | eau superficielle*3 | N-Ethylperfluoroctaansulfonamide (EtPFOSA ramifié) | Analyse par LC-MS/MS: ISO 21675; WAC/IV/A/025 | 2024-06-06
537 | Oppervlaktewater*3 | Perfluor-1-octaansulfonamide (PFOSA totaal) | Meting met LC-MS/MS: ISO 21675; WAC/IV/A/025 | eau superficielle*3 | Perfluoroctane sulfonamide (PFOSA total) | Analyse par LC-MS/MS: ISO 21675; WAC/IV/A/025 | 2024-06-06
537 | Oppervlaktewater*3 | 4:2 Fluortelomeersulfonzuur (4:2 FTS) | Meting met LC-MS/MS: ISO 21675; WAC/IV/A/025 | eau superficielle*3 | 4:2 Fluorotelemer sulfonate (4:2 FTS) | Analyse par LC-MS/MS: ISO 21675; WAC/IV/A/025 | 2024-06-06
537 | Oppervlaktewater*3 | 8:2 Fluortelomeerfosfaat diester (8:2 diPAP ) | Meting met LC-MS/MS: ISO 21675; WAC/IV/A/025 | eau superficielle*3 | 8:2 Diester de phosphate fluorotélomérique (8:2 diPAP ) | Analyse par LC-MS/MS: ISO 21675; WAC/IV/A/025 | 2024-06-06
537 | Oppervlaktewater*3 | Perfluor-n-butaanzuur (PFBA) | Meting met LC-MS/MS: ISO 21675; WAC/IV/A/025 | eau superficielle*3 | Acide Perfluorobutanoïque (PFBA) | Analyse par LC-MS/MS: ISO 21675; WAC/IV/A/025 | 2024-06-06
537 | Oppervlaktewater*3 | Perfluor-n-nonaanzuur (PFNA) | Meting met LC-MS/MS: ISO 21675; WAC/IV/A/025 | eau superficielle*3 | Acide perfluoro-nonanoïque (PFNA) | Analyse par LC-MS/MS: ISO 21675; WAC/IV/A/025 | 2024-06-06
537 | Oppervlaktewater*3 | 4,8-Dioxa-3H-perfluornonaanzuur (DONA) | Meting met LC-MS/MS: ISO 21675; WAC/IV/A/025 | eau superficielle*3 | 4,8- dioxa-3H perfluoro nonanoate acide (DONA) | Analyse par LC-MS/MS: ISO 21675; WAC/IV/A/025 | 2024-06-06
537 | Oppervlaktewater*3 | Hexafluorpropyleenoxidedimeerzuur (HFPO-DA) | Meting met LC-MS/MS: ISO 21675; WAC/IV/A/025 | eau superficielle*3 | Heptafluoropropoxypropanoate (HFPO-DA) | Analyse par LC-MS/MS: ISO 21675; WAC/IV/A/025 | 2024-06-06
537 | Oppervlaktewater*3 | Perfluor-n-hexaansulfonzuur (PFHxS lineair) | Meting met LC-MS/MS: ISO 21675; WAC/IV/A/025 | eau superficielle*3 | Perfluorohexane sulfonate (PFHxS lineair) | Analyse par LC-MS/MS: ISO 21675; WAC/IV/A/025 | 2024-06-06
537 | Oppervlaktewater*3 | Perfluor-n-hexadecaanzuur (PFHxDA) | Meting met LC-MS/MS: ISO 21675; WAC/IV/A/025 | eau superficielle*3 | Acide Perfluorohexanoïque (PFHxDA) | Analyse par LC-MS/MS: ISO 21675; WAC/IV/A/025 | 2024-06-06
537 | Oppervlaktewater*3 | Perfluor-1-octaansulfonamide (PFOSA lineair) | Meting met LC-MS/MS: ISO 21675; WAC/IV/A/025 | eau superficielle*3 | Acide acétique N-méthyle Perfluoroctane sulfonamide (MePFOSAA) | Analyse par LC-MS/MS: ISO 21675; WAC/IV/A/025 | 2024-06-06
537 | Oppervlaktewater*3 | N-Methylperfluoroctaansulfonamidoazijnzuur (MePFOSAA) | Meting met LC-MS/MS: ISO 21675; WAC/IV/A/025 | eau superficielle*3 | Perfluordecane sulfonate (PFDS) | Analyse par LC-MS/MS: ISO 21675; WAC/IV/A/025 | 2024-06-06
537 | Oppervlaktewater*3 | Perfluor-1-decaansulfonzuur (PFDS) | Meting met LC-MS/MS: ISO 21675; WAC/IV/A/025 | eau superficielle*3 | Perfluoro dodecanoate (PFDoDA) | Analyse par LC-MS/MS: ISO 21675; WAC/IV/A/025 | 2024-06-06
537 | Oppervlaktewater*3 | Perfluor-n-dodecaanzuur (PFDoDA) | Meting met LC-MS/MS: ISO 21675; WAC/IV/A/025 | eau superficielle*3 | Perfluoro undeanoate (PFUnDA) | Analyse par LC-MS/MS: ISO 21675; WAC/IV/A/025 | 2024-06-06
537 | Oppervlaktewater*3 | Perfluor-n-undecaanzuur (PFUnDA) | Meting met LC-MS/MS: ISO 21675; WAC/IV/A/025 | eau superficielle*3 | N-Methylperfluoroctaansulfonamide (MePFOSA lineair) | Analyse par LC-MS/MS: ISO 21675; WAC/IV/A/025 | 2024-06-06
537 | Oppervlaktewater*3 | N-Methylperfluoroctaansulfonamide (MePFOSA lineair) | Meting met LC-MS/MS: ISO 21675; WAC/IV/A/025 | eau superficielle*3 | Perfluoro decanoate (PFDA) | Analyse par LC-MS/MS: ISO 21675; WAC/IV/A/025 | 2024-06-06
537 | Oppervlaktewater*3 | Perfluor-n-decaanzuur (PFDA) | Meting met LC-MS/MS: ISO 21675; WAC/IV/A/025 | eau superficielle*3 | Perfluoro octanoate (PFOA total) | Analyse par LC-MS/MS: ISO 21675; WAC/IV/A/025 | 2024-06-06
537 | Oppervlaktewater*3 | Perfluor-n-octaanzuur (PFOA totaal) | Meting met LC-MS/MS: ISO 21675; WAC/IV/A/025 | eau superficielle*3 | Acide Perflouro sulfonique (PFNS) | Analyse par LC-MS/MS: ISO 21675; WAC/IV/A/025 | 2024-06-06
537 | Oppervlaktewater*3 | Perfluor-n-nonaansulfonzuur (PFNS) | Meting met LC-MS/MS: ISO 21675; WAC/IV/A/025 | eau superficielle*3 | 8:2 Acide sulfonique fluorotélomérique (8:2 FTS) | Analyse par LC-MS/MS: ISO 21675; WAC/IV/A/025 | 2024-06-06
537 | Oppervlaktewater*3 | 8:2 Fluortelomeersulfonzuur (8:2 FTS) | Meting met LC-MS/MS: ISO 21675; WAC/IV/A/025 | eau superficielle*3 | Acide perfluoro-4-éthylcyclohexane sulfonique (PFECHS) | Analyse par LC-MS/MS: ISO 21675; WAC/IV/A/025 | 2024-06-06
537 | Oppervlaktewater*3 | Perfluor-4-ethylcyclohexaansulfonzuur (PFECHS) | Meting met LC-MS/MS: ISO 21675; WAC/IV/A/025 | eau superficielle*3 | Perfluorobutane sulfonate (PFBS) | Analyse par LC-MS/MS: ISO 21675; WAC/IV/A/025 | 2024-06-06
537 | Oppervlaktewater*3 | Perfluor-n-butaansulfonamide (PFBSA) | Meting met LC-MS/MS: ISO 21675; WAC/IV/A/025 | eau superficielle*3 | Perfluoro-n-butanesulfonamide (PFBSA) | Analyse par LC-MS/MS: ISO 21675; WAC/IV/A/025 | 2025-11-17
537 | Oppervlaktewater*3 | N-methylperfluor-n-butaansulfonamide (MePFBSA) | Meting met LC-MS/MS: ISO 21675; WAC/IV/A/025 | eau superficielle*3 | N-Méthylperfluoro-n-butanesulfonamide (MePFBSA) | Analyse par LC-MS/MS: ISO 21675; WAC/IV/A/025 | 2025-11-17
537 | Oppervlaktewater*3 | N-methylperfluor-n-butaansulfonylamide azijnzuur (MePFBSAA) | Meting met LC-MS/MS: ISO 21675; WAC/IV/A/025 | eau superficielle*3 | Acide acétique N-méthylperfluoro-n-butanesulfonylamide (MePFBSAA) | Analyse par LC-MS/MS: ISO 21675; WAC/IV/A/025 | 2025-11-17
537 | Oppervlaktewater*3 | Perfluor-n-hexaansulfonamide (PFHxSA) | Meting met LC-MS/MS: ISO 21675; WAC/IV/A/025 | eau superficielle*3 | Perfluoro-n-hexanesulfonamide (PFHxSA) | Analyse par LC-MS/MS: ISO 21675; WAC/IV/A/025 | 2025-11-17
537 | Drinkwater*4 | Perfluor-n-butaansulfonzuur (PFBS) | Meting met LC-MS/MS: ISO 21675; WAC/IV/A/025 | Eau potable*4 | Perfluoroocctane sulfonate total (PFOS total) | Analyse par LC-MS/MS: ISO 21675; WAC/IV/A/025 | 2024-06-06
537 | Drinkwater*4 | Perfluor-n-octaansulfonzuur (PFOS totaal) | Meting met LC-MS/MS: ISO 21675; WAC/IV/A/025 | Eau potable*4 | N-méhyle Perfluoroctane sulfonamide total (EtPFOSA total) | Analyse par LC-MS/MS: ISO 21675; WAC/IV/A/025 | 2024-06-06
537 | Drinkwater*4 | N-Ethylperfluoroctaansulfonamide (EtPFOSA totaal) | Meting met LC-MS/MS: ISO 21675; WAC/IV/A/025 | Eau potable*4 | Perfluorohexane sulfonate (PFHxS ramifié) | Analyse par LC-MS/MS: ISO 21675; WAC/IV/A/025 | 2024-06-06
537 | Drinkwater*4 | Perfluor-n-hexaansulfonzuur (PFHxS vertakt) | Meting met LC-MS/MS: ISO 21675; WAC/IV/A/025 | Eau potable*4 | Perfluoro heptanoate (PFHpA) | Analyse par LC-MS/MS: ISO 21675; WAC/IV/A/025 | 2024-06-06
537 | Drinkwater*4 | Perfluor-n-heptaanzuur (PFHpA) | Meting met LC-MS/MS: ISO 21675; WAC/IV/A/025 | Eau potable*4 | Perfluoro tetradecanoate (PFTeDA) | Analyse par LC-MS/MS: ISO 21675; WAC/IV/A/025 | 2024-06-06
537 | Drinkwater*4 | Perfluor-n-tetradecaanzuur (PFTeDA) | Meting met LC-MS/MS: ISO 21675; WAC/IV/A/025 | Eau potable*4 | Perfluorohexane sulfonate (PFHxS total) | Analyse par LC-MS/MS: ISO 21675; WAC/IV/A/025 | 2024-06-06
537 | Drinkwater*4 | Perfluor-n-hexaansulfonzuur (PFHxS totaal) | Meting met LC-MS/MS: ISO 21675; WAC/IV/A/025 | Eau potable*4 | N-méthyle perfluoroctane sulfonamide (MePFOSA total) | Analyse par LC-MS/MS: ISO 21675; WAC/IV/A/025 | 2024-06-06
537 | Drinkwater*4 | N-Methylperfluoroctaansulfonamide (MePFOSA totaal) | Meting met LC-MS/MS: ISO 21675; WAC/IV/A/025 | Eau potable*4 | N-méhyle Perfluroroctane sulfonamide acide acétique (EtPFOSAA) | Analyse par LC-MS/MS: ISO 21675; WAC/IV/A/025 | 2024-06-06
537 | Drinkwater*4 | N-Ethylperfluoroctaansulfonamidoazijnzuur (EtPFOSAA) | Meting met LC-MS/MS: ISO 21675; WAC/IV/A/025 | Eau potable*4 | Perfluoroctane sulfonamide (PFOSA ramifié) | Analyse par LC-MS/MS: ISO 21675; WAC/IV/A/025 | 2024-06-06
537 | Drinkwater*4 | Perfluor-1-octaansulfonamide (PFOSA vertakt) | Meting met LC-MS/MS: ISO 21675; WAC/IV/A/025 | Eau potable*4 | N-Ethylperfluoroctaansulfonamide (EtPFOSA lineair) | Analyse par LC-MS/MS: ISO 21675; WAC/IV/A/025 | 2024-06-06
537 | Drinkwater*4 | N-Ethylperfluoroctaansulfonamide (EtPFOSA lineair) | Meting met LC-MS/MS: ISO 21675; WAC/IV/A/025 | Eau potable*4 | Acide perfluoropentanoïque (PFPeA) | Analyse par LC-MS/MS: ISO 21675; WAC/IV/A/025 | 2024-06-06
537 | Drinkwater*4 | Perfluor-n-pentaanzuur (PFPeA) | Meting met LC-MS/MS: ISO 21675; WAC/IV/A/025 | Eau potable*4 | Perfluoro-n-pentaoïque sulfonamide (PFPeS) | Analyse par LC-MS/MS: ISO 21675; WAC/IV/A/025 | 2024-06-06
537 | Drinkwater*4 | Perfluor-n-pentaansulfonzuur (PFPeS) | Meting met LC-MS/MS: ISO 21675; WAC/IV/A/025 | Eau potable*4 | Acide Perfluoro-octanoïque (PFOA lineair) | Analyse par LC-MS/MS: ISO 21675; WAC/IV/A/025 | 2024-06-06
537 | Drinkwater*4 | Perfluor-n-octaanzuur (PFOA lineair) | Meting met LC-MS/MS: ISO 21675; WAC/IV/A/025 | Eau potable*4 | Acide sulfonique de perfluorooctane (PFOS ramifié) | Analyse par LC-MS/MS: ISO 21675; WAC/IV/A/025 | 2024-06-06
537 | Drinkwater*4 | Perfluor-n-octaansulfonzuur (PFOS vertakt) | Meting met LC-MS/MS: ISO 21675; WAC/IV/A/025 | Eau potable*4 | Acide perfluorohexanoïque (PFHxA) | Analyse par LC-MS/MS: ISO 21675; WAC/IV/A/025 | 2024-06-06
537 | Drinkwater*4 | Perfluor-n-hexaanzuur (PFHxA) | Meting met LC-MS/MS: ISO 21675; WAC/IV/A/025 | Eau potable*4 | Acide Perfluoro-n-heptanoate sulfonique (PFHpS) | Analyse par LC-MS/MS: ISO 21675; WAC/IV/A/025 | 2024-06-06
537 | Drinkwater*4 | Perfluor-n-heptaansulfonzuur (PFHpS) | Meting met LC-MS/MS: ISO 21675; WAC/IV/A/025 | Eau potable*4 | 6:2 Fluorotelemer sulfonate (6:2 FTS) | Analyse par LC-MS/MS: ISO 21675; WAC/IV/A/025 | 2024-06-06
537 | Drinkwater*4 | 6:2 Fluortelomeersulfonzuur (6:2 FTS) | Meting met LC-MS/MS: ISO 21675; WAC/IV/A/025 | Eau potable*4 | Perfluoro octanoate (PFOA ramifié) | Analyse par LC-MS/MS: ISO 21675; WAC/IV/A/025 | 2024-06-06
537 | Drinkwater*4 | Perfluor-n-octaanzuur (PFOA vertakt) | Meting met LC-MS/MS: ISO 21675; WAC/IV/A/025 | Eau potable*4 | Perfluorooctane sulfonate (PFOS lineair) | Analyse par LC-MS/MS: ISO 21675; WAC/IV/A/025 | 2024-06-06
537 | Drinkwater*4 | Perfluor-n-octaansulfonzuur (PFOS lineair) | Meting met LC-MS/MS: ISO 21675; WAC/IV/A/025 | Eau potable*4 | N-méthyle Perfluoroctane sulfonamide (MePFOSA ramifié) | Analyse par LC-MS/MS: ISO 21675; WAC/IV/A/025 | 2024-06-06
537 | Drinkwater*4 | N-Methylperfluoroctaansulfonamide (MePFOSA vertakt) | Meting met LC-MS/MS: ISO 21675; WAC/IV/A/025 | Eau potable*4 | N-Ethylperfluoroctaansulfonamide (EtPFOSA ramifié) | Analyse par LC-MS/MS: ISO 21675; WAC/IV/A/025 | 2024-06-06
537 | Drinkwater*4 | N-Ethylperfluoroctaansulfonamide (EtPFOSA vertakt) | Meting met LC-MS/MS: ISO 21675; WAC/IV/A/025 | Eau potable*4 | Perfluoroctane sulfonamide (PFOSA total) | Analyse par LC-MS/MS: ISO 21675; WAC/IV/A/025 | 2024-06-06
537 | Drinkwater*4 | Perfluor-1-octaansulfonamide (PFOSA totaal) | Meting met LC-MS/MS: ISO 21675; WAC/IV/A/025 | Eau potable*4 | 4:2 Fluorotelemer sulfonate (4:2 FTS) | Analyse par LC-MS/MS: ISO 21675; WAC/IV/A/025 | 2024-06-06
537 | Drinkwater*4 | 4:2 Fluortelomeersulfonzuur (4:2 FTS) | Meting met LC-MS/MS: ISO 21675; WAC/IV/A/025 | Eau potable*4 | 8:2 Diester de phosphate fluorotélomérique (8:2 diPAP ) | Analyse par LC-MS/MS: ISO 21675; WAC/IV/A/025 | 2024-06-06
537 | Drinkwater*4 | 8:2 Fluortelomeerfosfaat diester (8:2 diPAP ) | Meting met LC-MS/MS: ISO 21675; WAC/IV/A/025 | Eau potable*4 | Acide Perfluorobutanoïque (PFBA) | Analyse par LC-MS/MS: ISO 21675; WAC/IV/A/025 | 2024-06-06
537 | Drinkwater*4 | Perfluor-n-butaanzuur (PFBA) | Meting met LC-MS/MS: ISO 21675; WAC/IV/A/025 | Eau potable*4 | Acide perfluoro-nonanoïque (PFNA) | Analyse par LC-MS/MS: ISO 21675; WAC/IV/A/025 | 2024-06-06
537 | Drinkwater*4 | Perfluor-n-nonaanzuur (PFNA) | Meting met LC-MS/MS: ISO 21675; WAC/IV/A/025 | Eau potable*4 | 4,8- dioxa-3H perfluoro nonanoate acide (DONA) | Analyse par LC-MS/MS: ISO 21675; WAC/IV/A/025 | 2024-06-06
537 | Drinkwater*4 | 4,8-Dioxa-3H-perfluornonaanzuur (DONA) | Meting met LC-MS/MS: ISO 21675; WAC/IV/A/025 | Eau potable*4 | Heptafluoropropoxypropanoate (HFPO-DA) | Analyse par LC-MS/MS: ISO 21675; WAC/IV/A/025 | 2024-06-06
537 | Drinkwater*4 | Hexafluorpropyleenoxidedimeerzuur (HFPO-DA) | Meting met LC-MS/MS: ISO 21675; WAC/IV/A/025 | Eau potable*4 | Perfluorohexane sulfonate (PFHxS lineair) | Analyse par LC-MS/MS: ISO 21675; WAC/IV/A/025 | 2024-06-06
537 | Drinkwater*4 | Perfluor-n-hexaansulfonzuur (PFHxS lineair) | Meting met LC-MS/MS: ISO 21675; WAC/IV/A/025 | Eau potable*4 | Acide Perfluorohexanoïque (PFHxDA) | Analyse par LC-MS/MS: ISO 21675; WAC/IV/A/025 | 2024-06-06
537 | Drinkwater*4 | Perfluor-n-hexadecaanzuur (PFHxDA) | Meting met LC-MS/MS: ISO 21675; WAC/IV/A/025 | Eau potable*4 | Perfluoroctane sulfonamide (PFOSA lineair) | Analyse par LC-MS/MS: ISO 21675; WAC/IV/A/025 | 2024-06-06
537 | Drinkwater*4 | Perfluor-1-octaansulfonamide (PFOSA lineair) | Meting met LC-MS/MS: ISO 21675; WAC/IV/A/025 | Eau potable*4 | Acide acétique N-méthyle Perfluoroctane sulfonamide (MePFOSAA) | Analyse par LC-MS/MS: ISO 21675; WAC/IV/A/025 | 2024-06-06
537 | Drinkwater*4 | N-Methylperfluoroctaansulfonamidoazijnzuur (MePFOSAA) | Meting met LC-MS/MS: ISO 21675; WAC/IV/A/025 | Eau potable*4 | Perfluordecane sulfonate (PFDS) | Analyse par LC-MS/MS: ISO 21675; WAC/IV/A/025 | 2024-06-06
537 | Drinkwater*4 | Perfluor-1-decaansulfonzuur (PFDS) | Meting met LC-MS/MS: ISO 21675; WAC/IV/A/025 | Eau potable*4 | Perfluoro dodecanoate (PFDoDA) | Analyse par LC-MS/MS: ISO 21675; WAC/IV/A/025 | 2024-06-06
537 | Drinkwater*4 | Perfluor-n-dodecaanzuur (PFDoDA) | Meting met LC-MS/MS: ISO 21675; WAC/IV/A/025 | Eau potable*4 | Perfluoro undeanoate (PFUnDA) | Analyse par LC-MS/MS: ISO 21675; WAC/IV/A/025 | 2024-06-06
537 | Drinkwater*4 | Perfluor-n-undecaanzuur (PFUnDA) | Meting met LC-MS/MS: ISO 21675; WAC/IV/A/025 | Eau potable*4 | N-Methylperfluoroctaansulfonamide (MePFOSA lineair) | Analyse par LC-MS/MS: ISO 21675; WAC/IV/A/025 | 2024-06-06
537 | Drinkwater*4 | N-Methylperfluoroctaansulfonamide (MePFOSA lineair) | Meting met LC-MS/MS: ISO 21675; WAC/IV/A/025 | Eau potable*4 | Perfluoro decanoate (PFDA) | Analyse par LC-MS/MS: ISO 21675; WAC/IV/A/025 | 2024-06-06
537 | Drinkwater*4 | Perfluor-n-decaanzuur (PFDA) | Meting met LC-MS/MS: ISO 21675; WAC/IV/A/025 | Eau potable*4 | Perfluoro octanoate (PFOA total) | Analyse par LC-MS/MS: ISO 21675; WAC/IV/A/025 | 2024-06-06
537 | Drinkwater*4 | Perfluor-n-octaanzuur (PFOA totaal) | Meting met LC-MS/MS: ISO 21675; WAC/IV/A/025 | Eau potable*4 | Acide Perflouro sulfonique (PFNS) | Analyse par LC-MS/MS: ISO 21675; WAC/IV/A/025 | 2024-06-06
537 | Drinkwater*4 | Perfluor-n-nonaansulfonzuur (PFNS) | Meting met LC-MS/MS: ISO 21675; WAC/IV/A/025 | Eau potable*4 | 8:2 Acide sulfonique fluorotélomérique (8:2 FTS) | Analyse par LC-MS/MS: ISO 21675; WAC/IV/A/025 | 2024-06-06
537 | Drinkwater*4 | 8:2 Fluortelomeersulfonzuur (8:2 FTS) | Meting met LC-MS/MS: ISO 21675; WAC/IV/A/025 | Eau potable*4 | Acide perfluoro-4-éthylcyclohexane sulfonique (PFECHS) | Analyse par LC-MS/MS: ISO 21675; WAC/IV/A/025 | 2024-06-06
537 | Drinkwater*4 | Perfluor-4-ethylcyclohexaansulfonzuur (PFECHS) | Meting met LC-MS/MS: ISO 21675; WAC/IV/A/025 | Eau potable*4 | Acide perfluoro-4-éthylcyclohexane sulfonique (PFECHS) | Analyse par LC-MS/MS: ISO 21675; WAC/IV/A/025 | 2024-06-06
537 | Drinkwater*4 | Perfluor-n-butaansulfonamide (PFBSA) | Meting met LC-MS/MS: ISO 21675; WAC/IV/A/025 | Eau potable*4 | Perfluoro-n-butanesulfonamide (PFBSA) | Analyse par LC-MS/MS: ISO 21675; WAC/IV/A/025 | 2025-11-17
537 | Drinkwater*4 | N-methylperfluor-n-butaansulfonamide (MePFBSA) | Meting met LC-MS/MS: ISO 21675; WAC/IV/A/025 | Eau potable*4 | N-Méthylperfluoro-n-butanesulfonamide (MePFBSA) | Analyse par LC-MS/MS: ISO 21675; WAC/IV/A/025 | 2025-11-17
537 | Drinkwater*4 | N-methylperfluor-n-butaansulfonylamide azijnzuur (MePFBSAA) | Meting met LC-MS/MS: ISO 21675; WAC/IV/A/025 | Eau potable*4 | Acide acétique N-méthylperfluoro-n-butanesulfonylamide (MePFBSAA) | Analyse par LC-MS/MS: ISO 21675; WAC/IV/A/025 | 2025-11-17
537 | Drinkwater*4 | Perfluor-n-hexaansulfonamide (PFHxSA) | Meting met LC-MS/MS: ISO 21675; WAC/IV/A/025 | Eau potable*4 | Perfluoro-n-hexanesulfonamide (PFHxSA) | Analyse par LC-MS/MS: ISO 21675; WAC/IV/A/025 | 2025-11-17
537 | Bodem, Waterbodem | Perfluor-n-octaanzuur (PFOA lineair) | Meting met LC-MS/MS; CMA/3/D | Sol, Sédiments aquatiques | Acide Perfluoro-octanoïque (PFOA lineair) | Analyse par LC-MS/MS: CMA/3/D | 2024-06-06
537 | Bodem, Waterbodem | N-Methylperfluoroctaansulfonamide (MePFOSA vertakt) | Meting met LC-MS/MS; CMA/3/D | Sol, Sédiments aquatiques | N-méthyle perfluoroctane sulfonamide (MePFOSA total) | Analyse par LC-MS/MS: CMA/3/D | 2024-06-06
537 | Bodem, Waterbodem | Perfluor-n-nonaanzuur (PFNA) | Meting met LC-MS/MS; CMA/3/D | Sol, Sédiments aquatiques | Acide perfluoro-nonanoïque (PFNA) | Analyse par LC-MS/MS: CMA/3/D | 2024-06-06
537 | Bodem, Waterbodem | N-Ethylperfluoroctaansulfonamide (EtPFOSA totaal) | Meting met LC-MS/MS; CMA/3/D | Sol, Sédiments aquatiques | N-méhyle Perfluoroctane sulfonamide total (EtPFOSA total) | Analyse par LC-MS/MS: CMA/3/D | 2024-06-06
537 | Bodem, Waterbodem | N-Ethylperfluoroctaansulfonamidoazijnzuur (EtPFOSAA) | Meting met LC-MS/MS; CMA/3/D | Sol, Sédiments aquatiques | N-Ethylperfluoroctaansulfonamide (EtPFOSAA) | Analyse par LC-MS/MS: CMA/3/D | 2024-06-06
537 | Bodem, Waterbodem | N-Ethylperfluoroctaansulfonamide (EtPFOSA vertakt) | Meting met LC-MS/MS; CMA/3/D | Sol, Sédiments aquatiques | N-Ethylperfluoroctaansulfonamide (EtPFOSA ramifié) | Analyse par LC-MS/MS: CMA/3/D | 2024-06-06
537 | Bodem, Waterbodem | Perfluor-n-pentaanzuur (PFPeA) | Meting met LC-MS/MS; CMA/3/D | Sol, Sédiments aquatiques | Acide perfluoropentanoïque (PFPeA) | Analyse par LC-MS/MS: CMA/3/D | 2024-06-06
537 | Bodem, Waterbodem | Perfluor-n-hexadecaanzuur (PFHxDA) | Meting met LC-MS/MS; CMA/3/D | Sol, Sédiments aquatiques | Acide Perfluorohexanoïque (PFHxDA) | Analyse par LC-MS/MS: CMA/3/D | 2024-06-06
537 | Bodem, Waterbodem | Perfluor-n-nonaansulfonzuur (PFNS) | Meting met LC-MS/MS; CMA/3/D | Sol, Sédiments aquatiques | Acide Perflouro sulfonique (PFNS) | Analyse par LC-MS/MS: CMA/3/D | 2024-06-06
537 | Bodem, Waterbodem | Perfluor-4-ethylcyclohexaansulfonzuur (PFECHS) | Meting met LC-MS/MS; CMA/3/D | Sol, Sédiments aquatiques | Acide perfluoro-4-éthylcyclohexane sulfonique (PFECHS) | Analyse par LC-MS/MS: ISO 21675; WAC/IV/A/025 | 2024-06-06
537 | Bodem, Waterbodem | Perfluor-n-hexaansulfonzuur (PFHxS vertakt) | Meting met LC-MS/MS; CMA/3/D | Sol, Sédiments aquatiques | Perfluorohexane sulfonate (PFHxS ramifié) | Analyse par LC-MS/MS: CMA/3/D | 2024-06-06
537 | Bodem, Waterbodem | Perfluor-n-octaanzuur (PFOA totaal) | Meting met LC-MS/MS; CMA/3/D | Sol, Sédiments aquatiques | Perfluoro octanoate (PFOA total) | Analyse par LC-MS/MS: CMA/3/D | 2024-06-06
537 | Bodem, Waterbodem | Perfluor-n-decaanzuur (PFDA) | Meting met LC-MS/MS; CMA/3/D | Sol, Sédiments aquatiques | Perfluoro octanoate (PFOA total) | Analyse par LC-MS/MS: CMA/3/D | 2024-06-06
537 | Bodem, Waterbodem | Perfluor-n-dodecaanzuur (PFDoDA) | Meting met LC-MS/MS; CMA/3/D | Sol, Sédiments aquatiques | Perfluoro dodecanoate (PFDoDA) | Analyse par LC-MS/MS: CMA/3/D | 2024-06-06
537 | Bodem, Waterbodem | Perfluor-n-hexaansulfonzuur (PFHxS totaal) | Meting met LC-MS/MS; CMA/3/D | Sol, Sédiments aquatiques | Perfluorohexane sulfonate (PFHxS total) | Analyse par LC-MS/MS: CMA/3/D | 2024-06-06
537 | Bodem, Waterbodem | 4:2 Fluortelomeersulfonzuur (4:2 FTS) | Meting met LC-MS/MS; CMA/3/D | Sol, Sédiments aquatiques | 4:2 Fluorotelemer sulfonate (4:2 FTS) | Analyse par LC-MS/MS: CMA/3/D | 2024-06-06
537 | Bodem, Waterbodem | Perfluor-n-octaanzuur (PFOA vertakt) | Meting met LC-MS/MS; CMA/3/D | Sol, Sédiments aquatiques | Perfluoro octanoate (PFOA ramifié) | Analyse par LC-MS/MS: CMA/3/D | 2024-06-06
537 | Bodem, Waterbodem | Perfluor-n-hexaansulfonzuur (PFHxS lineair) | Meting met LC-MS/MS; CMA/3/D | Sol, Sédiments aquatiques | Perfluorohexane sulfonate (PFHxS lineair) | Analyse par LC-MS/MS: CMA/3/D | 2024-06-06
537 | Bodem, Waterbodem | Perfluor-n-octaansulfonzuur (PFOS lineair) | Meting met LC-MS/MS; CMA/3/D | Sol, Sédiments aquatiques | Perfluorooctane sulfonate (PFOS lineair) | Analyse par LC-MS/MS: CMA/3/D | 2024-06-06
537 | Bodem, Waterbodem | Perfluor-n-tetradecaanzuur (PFTeDA) | Meting met LC-MS/MS; CMA/3/D | Sol, Sédiments aquatiques | Perfluoro tetradecanoate (PFTeDA) | Analyse par LC-MS/MS: CMA/3/D | 2024-06-06
537 | Bodem, Waterbodem | 6:2 Fluortelomeersulfonzuur (6:2 FTS) | Meting met LC-MS/MS; CMA/3/D | Sol, Sédiments aquatiques | 6:2 Fluorotelemer sulfonate (6:2 FTS) | Analyse par LC-MS/MS: CMA/3/D | 2024-06-06
537 | Bodem, Waterbodem | Perfluor-n-octaansulfonzuur (PFOS vertakt) | Meting met LC-MS/MS; CMA/3/D | Sol, Sédiments aquatiques | Acide sulfonique de perfluorooctane (PFOS ramifié) | Analyse par LC-MS/MS: CMA/3/D | 2024-06-06
537 | Bodem, Waterbodem | Perfluor-n-octaansulfonzuur (PFOS totaal) | Meting met LC-MS/MS; CMA/3/D | Sol, Sédiments aquatiques | Perfluoroocctane sulfonate total (PFOS total) | Analyse par LC-MS/MS: CMA/3/D | 2024-06-06
537 | Bodem, Waterbodem | Perfluor-1-decaansulfonzuur (PFDS) | Meting met LC-MS/MS; CMA/3/D | Sol, Sédiments aquatiques | Perfluordecane sulfonate (PFDS) | Analyse par LC-MS/MS: CMA/3/D | 2024-06-06
537 | Bodem, Waterbodem | N-Methylperfluoroctaansulfonamidoazijnzuur (MePFOSAA) | Meting met LC-MS/MS; CMA/3/D | Sol, Sédiments aquatiques | Acide acétique N-méthyle Perfluoroctane sulfonamide (MePFOSAA) | Analyse par LC-MS/MS: CMA/3/D | 2024-06-06
537 | Bodem, Waterbodem | Perfluor-n-hexaanzuur (PFHxA) | Meting met LC-MS/MS; CMA/3/D | Sol, Sédiments aquatiques | Acide perfluorohexanoïque (PFHxA) | Analyse par LC-MS/MS: CMA/3/D | 2024-06-06
537 | Bodem, Waterbodem | Perfluor-n-heptaansulfonzuur (PFHpS) | Meting met LC-MS/MS; CMA/3/D | Sol, Sédiments aquatiques | Acide Perfluoro-n-heptanoate sulfonique (PFHpS) | Analyse par LC-MS/MS: CMA/3/D | 2024-06-06
537 | Bodem, Waterbodem | N-Methylperfluoroctaansulfonamide (MePFOSA lineair) | Meting met LC-MS/MS; CMA/3/D | Sol, Sédiments aquatiques | N-Methylperfluoroctaansulfonamide (MePFOSA lineair) | Analyse par LC-MS/MS: CMA/3/D | 2024-06-06
537 | Bodem, Waterbodem | Perfluor-n-butaanzuur (PFBA) | Meting met LC-MS/MS; CMA/3/D | Sol, Sédiments aquatiques | Acide Perfluorobutanoïque (PFBA) | Analyse par LC-MS/MS: CMA/3/D | 2024-06-06
537 | Bodem, Waterbodem | Perfluor-n-heptaanzuur (PFHpA) | Meting met LC-MS/MS; CMA/3/D | Sol, Sédiments aquatiques | Perfluoro heptanoate (PFHpA) | Analyse par LC-MS/MS: CMA/3/D | 2024-06-06
537 | Bodem, Waterbodem | 8:2 Fluortelomeerfosfaat diester (8:2 diPAP ) | Meting met LC-MS/MS; CMA/3/D | Sol, Sédiments aquatiques | 8:2 Diester de phosphate fluorotélomérique (8:2 diPAP ) | Analyse par LC-MS/MS: CMA/3/D | 2024-06-06
537 | Bodem, Waterbodem | 4,8-Dioxa-3H-perfluornonaanzuur (DONA) | Meting met LC-MS/MS; CMA/3/D | Sol, Sédiments aquatiques | 4,8- dioxa-3H perfluoro nonanoate acide (DONA) | Analyse par LC-MS/MS: CMA/3/D | 2024-06-06
537 | Bodem, Waterbodem | N-Methylperfluoroctaansulfonamide (MePFOSA totaal) | Meting met LC-MS/MS; CMA/3/D | Sol, Sédiments aquatiques | N-méthyle perfluoroctane sulfonamide (MePFOSA total) | Analyse par LC-MS/MS: CMA/3/D | 2024-06-06
537 | Bodem, Waterbodem | Perfluor-n-pentaansulfonzuur (PFPeS) | Meting met LC-MS/MS; CMA/3/D | Sol, Sédiments aquatiques | Perfluoro-n-pentaoïque sulfonamide (PFPeS) | Analyse par LC-MS/MS: CMA/3/D | 2024-06-06
537 | Bodem, Waterbodem | Perfluor-n-butaansulfonzuur (PFBS) | Meting met LC-MS/MS; CMA/3/D | Sol, Sédiments aquatiques | Perfluorobutane sulfonate (PFBS) | Analyse par LC-MS/MS: CMA/3/D | 2024-06-06
537 | Bodem, Waterbodem | Perfluor-1-octaansulfonamide (PFOSA lineair) | Meting met LC-MS/MS; CMA/3/D | Sol, Sédiments aquatiques | Perfluoroctane sulfonamide (PFOSA lineair) | Analyse par LC-MS/MS: CMA/3/D | 2024-06-06
537 | Bodem, Waterbodem | N-Ethylperfluoroctaansulfonamide (EtPFOSA lineair) | Meting met LC-MS/MS; CMA/3/D | Sol, Sédiments aquatiques | N-Ethylperfluoroctaansulfonamide (EtPFOSA lineair) | Analyse par LC-MS/MS: CMA/3/D | 2024-06-06
537 | Bodem, Waterbodem | Perfluor-1-octaansulfonamide (PFOSA vertakt) | Meting met LC-MS/MS; CMA/3/D | Sol, Sédiments aquatiques | Perfluoroctane sulfonamide (PFOSA ramifié) | Analyse par LC-MS/MS: CMA/3/D | 2024-06-06
537 | Bodem, Waterbodem | Perfluor-n-undecaanzuur (PFUnDA) | Meting met LC-MS/MS; CMA/3/D | Sol, Sédiments aquatiques | Perfluoro undeanoate (PFUnDA) | Analyse par LC-MS/MS: CMA/3/D | 2024-06-06
537 | Bodem, Waterbodem | 8:2 Fluortelomeersulfonzuur (8:2 FTS) | Meting met LC-MS/MS; CMA/3/D | Sol, Sédiments aquatiques | 8:2 Acide sulfonique fluorotélomérique (8:2 FTS) | Analyse par LC-MS/MS: CMA/3/D | 2024-06-06
537 | Bodem, Waterbodem | Perfluor-1-octaansulfonamide (PFOSA totaal) | Meting met LC-MS/MS; CMA/3/D | Sol, Sédiments aquatiques | Perfluoroctane sulfonamide (PFOSA total) | Analyse par LC-MS/MS: CMA/3/D | 2024-06-06
537 | Bodem, Waterbodem | Perfluor-4-propoxypropaanzuur (HFPO-DA) | Meting met LC-MS/MS; CMA/3/D | Sol, Sédiments aquatiques | Heptafluoropropoxypropanoate (HFPO-DA) | Analyse par LC-MS/MS: CMA/3/D | 2024-06-06
537 | Bodem, Waterbodem | Perfluor-n-butaansulfonamide (PFBSA) | Meting met LC-MS/MS; CMA/3/D | Sol, Sédiments aquatiques | Perfluoro-n-butanesulfonamide (PFBSA) | Analyse par LC-MS/MS: CMA/3/D | 2026-02-09
537 | Bodem, Waterbodem | N-methylperfluor-n-butaansulfonamide (MePFBSA) | Meting met LC-MS/MS; CMA/3/D | Sol, Sédiments aquatiques | N-Méthylperfluoro-n-butanesulfonamide (MePFBSA) | Analyse par LC-MS/MS: CMA/3/D | 2026-02-09
537 | Bodem, Waterbodem | Perfluor-n-hexaansulfonamide (PFHxSA) | Meting met LC-MS/MS; CMA/3/D | Sol, Sédiments aquatiques | Perfluoro-n-hexanesulfonamide (PFHxSA) | Analyse par LC-MS/MS: CMA/3/D | 2026-02-09
537 | Bodemverbeterende middelen | Perfluor-n-octaanzuur (PFOA lineair) | Meting met LC-MS/MS; CMA/3/O | Amendements de sol | Acide Perfluoro-octanoïque (PFOA lineair) | Analyse par LC-MS/MS: CMA/3/O | 2024-06-06
537 | Bodemverbeterende middelen | N-Methylperfluoroctaansulfonamide (MePFOSA vertakt) | Meting met LC-MS/MS; CMA/3/O | Amendements de sol | N-méthyle perfluoroctane sulfonamide (MePFOSA total) | Analyse par LC-MS/MS: CMA/3/O | 2024-06-06
537 | Bodemverbeterende middelen | Perfluor-n-nonaanzuur (PFNA) | Meting met LC-MS/MS; CMA/3/O | Amendements de sol | Acide perfluoro-nonanoïque (PFNA) | Analyse par LC-MS/MS: CMA/3/O | 2024-06-06
537 | Bodemverbeterende middelen | N-Ethylperfluoroctaansulfonamide (EtPFOSA totaal) | Meting met LC-MS/MS; CMA/3/O | Amendements de sol | N-méhyle Perfluoroctane sulfonamide total (EtPFOSA total) | Analyse par LC-MS/MS: CMA/3/O | 2024-06-06
537 | Bodemverbeterende middelen | N-Ethylperfluoroctaansulfonamidoazijnzuur (EtPFOSAA) | Meting met LC-MS/MS; CMA/3/O | Amendements de sol | N-Ethylperfluoroctaansulfonamide (EtPFOSAA) | Analyse par LC-MS/MS: CMA/3/O | 2024-06-06
537 | Bodemverbeterende middelen | N-Ethylperfluoroctaansulfonamide (EtPFOSA vertakt) | Meting met LC-MS/MS; CMA/3/O | Amendements de sol | N-Ethylperfluoroctaansulfonamide (EtPFOSA ramifié) | Analyse par LC-MS/MS: CMA/3/O | 2024-06-06
537 | Bodemverbeterende middelen | Perfluor-n-pentaanzuur (PFPeA) | Meting met LC-MS/MS; CMA/3/O | Amendements de sol | Acide perfluoropentanoïque (PFPeA) | Analyse par LC-MS/MS: CMA/3/O | 2024-06-06
537 | Bodemverbeterende middelen | Perfluor-n-hexadecaanzuur (PFHxDA) | Meting met LC-MS/MS; CMA/3/O | Amendements de sol | Acide Perfluorohexanoïque (PFHxDA) | Analyse par LC-MS/MS: CMA/3/O | 2024-06-06
537 | Bodemverbeterende middelen | Perfluor-n-nonaansulfonzuur (PFNS) | Meting met LC-MS/MS; CMA/3/O | Amendements de sol | Acide Perflouro sulfonique (PFNS) | Analyse par LC-MS/MS: CMA/3/O | 2024-06-06
537 | Bodemverbeterende middelen | Perfluor-4-ethylcyclohexaansulfonzuur (PFECHS) | Meting met LC-MS/MS; CMA/3/O | Amendements de sol | Acide perfluoro-4-éthylcyclohexane sulfonique (PFECHS) | Analyse par LC-MS/MS: CMA/3/O | 2024-06-06
537 | Bodemverbeterende middelen | Perfluor-n-hexaansulfonzuur (PFHxS vertakt) | Meting met LC-MS/MS; CMA/3/O | Amendements de sol | Perfluorohexane sulfonate (PFHxS ramifié) | Analyse par LC-MS/MS: CMA/3/O | 2024-06-06
537 | Bodemverbeterende middelen | Perfluor-n-octaanzuur (PFOA totaal) | Meting met LC-MS/MS; CMA/3/O | Amendements de sol | Perfluoro octanoate (PFOA total) | Analyse par LC-MS/MS: CMA/3/O | 2024-06-06
537 | Bodemverbeterende middelen | Perfluor-n-decaanzuur (PFDA) | Meting met LC-MS/MS; CMA/3/O | Amendements de sol | Perfluoro octanoate (PFOA total) | Analyse par LC-MS/MS: CMA/3/O | 2024-06-06
537 | Bodemverbeterende middelen | Perfluor-n-dodecaanzuur (PFDoDA) | Meting met LC-MS/MS; CMA/3/O | Amendements de sol | Perfluoro dodecanoate (PFDoDA) | Analyse par LC-MS/MS: CMA/3/O | 2024-06-06
537 | Bodemverbeterende middelen | Perfluor-n-hexaansulfonzuur (PFHxS totaal) | Meting met LC-MS/MS; CMA/3/O | Amendements de sol | Perfluorohexane sulfonate (PFHxS total) | Analyse par LC-MS/MS: CMA/3/O | 2024-06-06
537 | Bodemverbeterende middelen | 4:2 Fluortelomeersulfonzuur (4:2 FTS) | Meting met LC-MS/MS; CMA/3/O | Amendements de sol | 4:2 Fluorotelemer sulfonate (4:2 FTS) | Analyse par LC-MS/MS: CMA/3/O | 2024-06-06
537 | Bodemverbeterende middelen | Perfluor-n-octaanzuur (PFOA vertakt) | Meting met LC-MS/MS; CMA/3/O | Amendements de sol | Perfluoro octanoate (PFOA ramifié) | Analyse par LC-MS/MS: CMA/3/O | 2024-06-06
537 | Bodemverbeterende middelen | Perfluor-n-hexaansulfonzuur (PFHxS lineair) | Meting met LC-MS/MS; CMA/3/O | Amendements de sol | Perfluorohexane sulfonate (PFHxS lineair) | Analyse par LC-MS/MS: CMA/3/O | 2024-06-06
537 | Bodemverbeterende middelen | Perfluor-n-tetradecaanzuur (PFTeDA) | Meting met LC-MS/MS; CMA/3/O | Amendements de sol | Perfluorooctane sulfonate (PFOS lineair) | Analyse par LC-MS/MS: CMA/3/O | 2024-06-06
537 | Bodemverbeterende middelen | 6:2 Fluortelomeersulfonzuur (6:2 FTS) | Meting met LC-MS/MS; CMA/3/O | Amendements de sol | Perfluoro tetradecanoate (PFTeDA) | Analyse par LC-MS/MS: CMA/3/O | 2024-06-06
537 | Bodemverbeterende middelen | Perfluor-1-decaansulfonzuur (PFDS) | Meting met LC-MS/MS; CMA/3/O | Amendements de sol | 6:2 Fluorotelemer sulfonate (6:2 FTS) | Analyse par LC-MS/MS: CMA/3/O | 2024-06-06
537 | Bodemverbeterende middelen | Perfluor-4-propoxypropaanzuur (HFPO-DA) | Meting met LC-MS/MS; CMA/3/O | Amendements de sol | Acide sulfonique de perfluorooctane (PFOS ramifié) | Analyse par LC-MS/MS: CMA/3/O | 2024-06-06
537 | Bodemverbeterende middelen | N-Methylperfluoroctaansulfonamidoazijnzuur (MePFOSAA) | Meting met LC-MS/MS; CMA/3/O | Amendements de sol | Perfluoroocctane sulfonate total (PFOS total) | Analyse par LC-MS/MS: CMA/3/O | 2024-06-06
537 | Bodemverbeterende middelen | Perfluor-n-hexaanzuur (PFHxA) | Meting met LC-MS/MS; CMA/3/O | Amendements de sol | Perfluordecane sulfonate (PFDS) | Analyse par LC-MS/MS: CMA/3/O | 2024-06-06
537 | Bodemverbeterende middelen | Perfluor-n-undecaanzuur (PFUnDA) | Meting met LC-MS/MS; CMA/3/O | Amendements de sol | Acide acétique N-méthyle Perfluoroctane sulfonamide (MePFOSAA) | Analyse par LC-MS/MS: CMA/3/O | 2024-06-06
537 | Bodemverbeterende middelen | Perfluor-n-heptaansulfonzuur (PFHpS) | Meting met LC-MS/MS; CMA/3/O | Amendements de sol | Acide perfluorohexanoïque (PFHxA) | Analyse par LC-MS/MS: CMA/3/O | 2024-06-06
537 | Bodemverbeterende middelen | N-Methylperfluoroctaansulfonamide (MePFOSA lineair) | Meting met LC-MS/MS; CMA/3/O | Amendements de sol | Acide Perfluoro-n-heptanoate sulfonique (PFHpS) | Analyse par LC-MS/MS: CMA/3/O | 2024-06-06
537 | Bodemverbeterende middelen | Perfluor-n-butaanzuur (PFBA) | Meting met LC-MS/MS; CMA/3/O | Amendements de sol | N-Methylperfluoroctaansulfonamide (MePFOSA lineair) | Analyse par LC-MS/MS: CMA/3/O | 2024-06-06
537 | Bodemverbeterende middelen | Perfluor-n-heptaanzuur (PFHpA) | Meting met LC-MS/MS; CMA/3/O | Amendements de sol | Acide Perfluorobutanoïque (PFBA) | Analyse par LC-MS/MS: CMA/3/O | 2024-06-06
537 | Bodemverbeterende middelen | 8:2 Fluortelomeerfosfaat diester (8:2 diPAP ) | Meting met LC-MS/MS; CMA/3/O | Amendements de sol | Perfluoro heptanoate (PFHpA) | Analyse par LC-MS/MS: CMA/3/O | 2024-06-06
537 | Bodemverbeterende middelen | 4,8-Dioxa-3H-perfluornonaanzuur (DONA) | Meting met LC-MS/MS; CMA/3/O | Amendements de sol | 8:2 Diester de phosphate fluorotélomérique (8:2 diPAP ) | Analyse par LC-MS/MS: CMA/3/O | 2024-06-06
537 | Bodemverbeterende middelen | N-Methylperfluoroctaansulfonamide (MePFOSA totaal) | Meting met LC-MS/MS; CMA/3/O | Amendements de sol | 4,8- dioxa-3H perfluoro nonanoate acide (DONA) | Analyse par LC-MS/MS: CMA/3/O | 2024-06-06
537 | Bodemverbeterende middelen | Perfluor-n-pentaansulfonzuur (PFPeS) | Meting met LC-MS/MS; CMA/3/O | Amendements de sol | N-méthyle perfluoroctane sulfonamide (MePFOSA total) | Analyse par LC-MS/MS: CMA/3/O | 2024-06-06
537 | Bodemverbeterende middelen | Perfluor-n-butaansulfonzuur (PFBS) | Meting met LC-MS/MS; CMA/3/O | Amendements de sol | Perfluoro-n-pentaoïque sulfonamide (PFPeS) | Analyse par LC-MS/MS: CMA/3/O | 2024-06-06
537 | Bodemverbeterende middelen | Perfluor-1-octaansulfonamide (PFOSA lineair) | Meting met LC-MS/MS; CMA/3/O | Amendements de sol | Perfluorobutane sulfonate (PFBS) | Analyse par LC-MS/MS: CMA/3/O | 2024-06-06
537 | Bodemverbeterende middelen | Perfluor-n-octaansulfonzuur (PFOS vertakt) | Meting met LC-MS/MS; CMA/3/O | Amendements de sol | Perfluoroctane sulfonamide (PFOSA lineair) | Analyse par LC-MS/MS: CMA/3/O | 2024-06-06
537 | Bodemverbeterende middelen | Perfluor-n-octaansulfonzuur (PFOS lineair) | Meting met LC-MS/MS; CMA/3/O | Amendements de sol | N-Ethylperfluoroctaansulfonamide (EtPFOSA lineair) | Analyse par LC-MS/MS: CMA/3/O | 2024-06-06
537 | Bodemverbeterende middelen | Perfluor-1-octaansulfonamide (PFOSA vertakt) | Meting met LC-MS/MS; CMA/3/O | Amendements de sol | Perfluoroctane sulfonamide (PFOSA ramifié) | Analyse par LC-MS/MS: CMA/3/O | 2024-06-06
537 | Bodemverbeterende middelen | Perfluor-n-octaansulfonzuur (PFOS totaal) | Meting met LC-MS/MS; CMA/3/O | Amendements de sol | Perfluoro undeanoate (PFUnDA) | Analyse par LC-MS/MS: CMA/3/O | 2024-06-06
537 | Bodemverbeterende middelen | 8:2 Fluortelomeersulfonzuur (8:2 FTS) | Meting met LC-MS/MS; CMA/3/O | Amendements de sol | 8:2 Acide sulfonique fluorotélomérique (8:2 FTS) | Analyse par LC-MS/MS: CMA/3/O | 2024-06-06
537 | Bodemverbeterende middelen | Perfluor-1-octaansulfonamide (PFOSA totaal) | Meting met LC-MS/MS; CMA/3/O | Amendements de sol | Perfluoroctane sulfonamide (PFOSA total) | Analyse par LC-MS/MS: CMA/3/O | 2024-06-06
537 | Bodemverbeterende middelen | Perfluor-n-hexaansulfonamide (PFHxSA) | Meting met LC-MS/MS; CMA/3/O | Amendements de sol | Perfluoro-n-hexanesulfonamide (PFHxSA) | Analyse par LC-MS/MS: CMA/3/O | 2026-02-09

## Sheet1
53 | Bodem, Waterbodem | pH KCl | ISO 10390; CMA/2/II/A.20 BOC
89 | Bodem | pH KCl | Eigen methode (gebaseerd op ISO 10390)
379 | Bodem | pH H2O | ISO 10390
503 | Bodemvervangende middelen | pH KCl | Eigen methode (uitvoering volgens ISO 10390, CMA/2/II/A.20)
121 | Afvalwater*1 | 2,3,4,5-tetrachloorfenol | GC-MS/MS: WAC/IV/A/001; CMA/3/K
121 | Afvalwater*1 | 2,3,4,6-tetrachloorfenol | GC-MS/MS: WAC/IV/A/001; CMA/3/K
121 | Afvalwater*1 | 2,3,4-trichloorfenol | GC-MS/MS: WAC/IV/A/001; CMA/3/K
121 | Afvalwater*1 | 2,3,5,6-tetrachloorfenol | GC-MS/MS: WAC/IV/A/001; CMA/3/K
121 | Afvalwater*1 | 2,3,5-trichloorfenol | GC-MS/MS: WAC/IV/A/001; CMA/3/K
121 | Afvalwater*1 | 2,3,5-trimethylfenol | GC-MS/MS: WAC/IV/A/001; CMA/3/K
121 | Afvalwater*1 | 2,3,6-trichloorfenol | GC-MS/MS: WAC/IV/A/001; CMA/3/K
121 | Afvalwater*1 | 2,3,6-trimethylfenol | GC-MS/MS: WAC/IV/A/001; CMA/3/K
121 | Afvalwater*1 | 2,3-dichloorfenol | GC-MS/MS: WAC/IV/A/001; CMA/3/K
121 | Afvalwater*1 | 2,3-xylenol | GC-MS/MS: WAC/IV/A/001; CMA/3/K
121 | Afvalwater*1 | 2,4,5-trichloorfenol | GC-MS/MS: WAC/IV/A/001; CMA/3/K
121 | Afvalwater*1 | 2,4,6-trichloorfenol | GC-MS/MS: WAC/IV/A/001; CMA/3/K
121 | Afvalwater*1 | 2,4,6-trimethylfenol | GC-MS/MS: WAC/IV/A/001; CMA/3/K
121 | Afvalwater*1 | 2,4/2,5 -dichloorfenol | GC-MS/MS: WAC/IV/A/001; CMA/3/K
121 | Afvalwater*1 | 2,4-xylenol | GC-MS/MS: WAC/IV/A/001; CMA/3/K
121 | Afvalwater*1 | 2,5-xylenol | GC-MS/MS: WAC/IV/A/001; CMA/3/K
121 | Afvalwater*1 | 2,6-dichloorfenol | GC-MS/MS: WAC/IV/A/001; CMA/3/K
121 | Afvalwater*1 | 2,6-xylenol | GC-MS/MS: WAC/IV/A/001; CMA/3/K
121 | Afvalwater*1 | 2-broomfenol | GC-MS/MS: WAC/IV/A/001; CMA/3/K
121 | Afvalwater*1 | 2-chloorfenol | GC-MS/MS: WAC/IV/A/001; CMA/3/K
121 | Afvalwater*1 | 2-isopropylfenol | GC-MS/MS: WAC/IV/A/001; CMA/3/K
121 | Afvalwater*1 | 3,4,5-trichloorfenol | GC-MS/MS: WAC/IV/A/001; CMA/3/K
121 | Afvalwater*1 | 3,4,5-trimethylfenol | GC-MS/MS: WAC/IV/A/001; CMA/3/K
121 | Afvalwater*1 | 3,4-dichloorfenol | GC-MS/MS: WAC/IV/A/001; CMA/3/K
121 | Afvalwater*1 | 3,4-xylenol | GC-MS/MS: WAC/IV/A/001; CMA/3/K
121 | Afvalwater*1 | 3,5-dichloorfenol | GC-MS/MS: WAC/IV/A/001; CMA/3/K
121 | Afvalwater*1 | 3,5-xylenol | GC-MS/MS: WAC/IV/A/001; CMA/3/K
121 | Afvalwater*1 | 3-chloorfenol | GC-MS/MS: WAC/IV/A/001; CMA/3/K
121 | Afvalwater*1 | 4-chloor-3-methylfenol | GC-MS/MS: WAC/IV/A/001; CMA/3/K
121 | Afvalwater*1 | 4-chloorfenol | GC-MS/MS: WAC/IV/A/001; CMA/3/K
121 | Afvalwater*1 | bisfenol A | GC-MS/MS: WAC/IV/A/001; CMA/3/K
121 | Afvalwater*1 | dettol (4-chloor-3,5-dimethylfenol) | GC-MS/MS: WAC/IV/A/001; CMA/3/K
121 | Afvalwater*1 | fenol | GC-MS/MS: WAC/IV/A/001; CMA/3/K
121 | Afvalwater*1 | m-cresol | GC-MS/MS: WAC/IV/A/001; CMA/3/K
121 | Afvalwater*1 | m-ethylfenol | GC-MS/MS: WAC/IV/A/001; CMA/3/K
121 | Afvalwater*1 | nonylfenol | GC-MS/MS: WAC/IV/A/001; CMA/3/K
121 | Afvalwater*1 | o-cresol | GC-MS/MS: WAC/IV/A/001; CMA/3/K
121 | Afvalwater*1 | octylfenol | GC-MS/MS: WAC/IV/A/001; CMA/3/K
121 | Afvalwater*1 | o-ethylfenol | GC-MS/MS: WAC/IV/A/001; CMA/3/K
121 | Afvalwater*1 | p-cresol | GC-MS/MS: WAC/IV/A/001; CMA/3/K
121 | Afvalwater*1 | pentachloorfenol | GC-MS/MS: WAC/IV/A/001; CMA/3/K
121 | Afvalwater*1 | p-ethylfenol | GC-MS/MS: WAC/IV/A/001; CMA/3/K
121 | Drinkwater*4 | 2,3,4,5-tetrachloorfenol | GC-MS/MS: WAC/IV/A/001; CMA/3/K
121 | Drinkwater*4 | 2,3,4,6-tetrachloorfenol | GC-MS/MS: WAC/IV/A/001; CMA/3/K
121 | Drinkwater*4 | 2,3,4-trichloorfenol | GC-MS/MS: WAC/IV/A/001; CMA/3/K
121 | Drinkwater*4 | 2,3,5,6-tetrachloorfenol | GC-MS/MS: WAC/IV/A/001; CMA/3/K
121 | Drinkwater*4 | 2,3,5-trichloorfenol | GC-MS/MS: WAC/IV/A/001; CMA/3/K
121 | Drinkwater*4 | 2,3,5-trimethylfenol | GC-MS/MS: WAC/IV/A/001; CMA/3/K
121 | Drinkwater*4 | 2,3,6-trichloorfenol | GC-MS/MS: WAC/IV/A/001; CMA/3/K
121 | Drinkwater*4 | 2,3,6-trimethylfenol | GC-MS/MS: WAC/IV/A/001; CMA/3/K
121 | Drinkwater*4 | 2,3-dichloorfenol | GC-MS/MS: WAC/IV/A/001; CMA/3/K
121 | Drinkwater*4 | 2,3-xylenol | GC-MS/MS: WAC/IV/A/001; CMA/3/K
121 | Drinkwater*4 | 2,4,5-trichloorfenol | GC-MS/MS: WAC/IV/A/001; CMA/3/K
121 | Drinkwater*4 | 2,4,6-trichloorfenol | GC-MS/MS: WAC/IV/A/001; CMA/3/K
121 | Drinkwater*4 | 2,4,6-trimethylfenol | GC-MS/MS: WAC/IV/A/001; CMA/3/K
121 | Drinkwater*4 | 2,4/2,5 -dichloorfenol | GC-MS/MS: WAC/IV/A/001; CMA/3/K
121 | Drinkwater*4 | 2,4-xylenol | GC-MS/MS: WAC/IV/A/001; CMA/3/K
121 | Drinkwater*4 | 2,5-xylenol | GC-MS/MS: WAC/IV/A/001; CMA/3/K
121 | Drinkwater*4 | 2,6-dichloorfenol | GC-MS/MS: WAC/IV/A/001; CMA/3/K
121 | Drinkwater*4 | 2,6-xylenol | GC-MS/MS: WAC/IV/A/001; CMA/3/K
121 | Drinkwater*4 | 2-broomfenol | GC-MS/MS: WAC/IV/A/001; CMA/3/K
121 | Drinkwater*4 | 2-chloorfenol | GC-MS/MS: WAC/IV/A/001; CMA/3/K
121 | Drinkwater*4 | 2-isopropylfenol | GC-MS/MS: WAC/IV/A/001; CMA/3/K
121 | Drinkwater*4 | 3,4,5-trichloorfenol | GC-MS/MS: WAC/IV/A/001; CMA/3/K
121 | Drinkwater*4 | 3,4,5-trimethylfenol | GC-MS/MS: WAC/IV/A/001; CMA/3/K
121 | Drinkwater*4 | 3,4-dichloorfenol | GC-MS/MS: WAC/IV/A/001; CMA/3/K
121 | Drinkwater*4 | 3,4-xylenol | GC-MS/MS: WAC/IV/A/001; CMA/3/K
121 | Drinkwater*4 | 3,5-dichloorfenol | GC-MS/MS: WAC/IV/A/001; CMA/3/K
121 | Drinkwater*4 | 3,5-xylenol | GC-MS/MS: WAC/IV/A/001; CMA/3/K
121 | Drinkwater*4 | 3-chloorfenol | GC-MS/MS: WAC/IV/A/001; CMA/3/K
121 | Drinkwater*4 | 4-chloor-3-methylfenol | GC-MS/MS: WAC/IV/A/001; CMA/3/K
121 | Drinkwater*4 | 4-chloorfenol | GC-MS/MS: WAC/IV/A/001; CMA/3/K
121 | Drinkwater*4 | bisfenol A | GC-MS/MS: WAC/IV/A/001; CMA/3/K
121 | Drinkwater*4 | dettol (4-chloor-3,5-dimethylfenol) | GC-MS/MS: WAC/IV/A/001; CMA/3/K
121 | Drinkwater*4 | fenol | GC-MS/MS: WAC/IV/A/001; CMA/3/K
121 | Drinkwater*4 | m-cresol | GC-MS/MS: WAC/IV/A/001; CMA/3/K
121 | Drinkwater*4 | m-ethylfenol | GC-MS/MS: WAC/IV/A/001; CMA/3/K
121 | Drinkwater*4 | nonylfenol | GC-MS/MS: WAC/IV/A/001; CMA/3/K
121 | Drinkwater*4 | o-cresol | GC-MS/MS: WAC/IV/A/001; CMA/3/K
121 | Drinkwater*4 | octylfenol | GC-MS/MS: WAC/IV/A/001; CMA/3/K
121 | Drinkwater*4 | o-ethylfenol | GC-MS/MS: WAC/IV/A/001; CMA/3/K
121 | Drinkwater*4 | p-cresol | GC-MS/MS: WAC/IV/A/001; CMA/3/K
121 | Drinkwater*4 | pentachloorfenol | GC-MS/MS: WAC/IV/A/001; CMA/3/K
121 | Drinkwater*4 | p-ethylfenol | GC-MS/MS: WAC/IV/A/001; CMA/3/K
121 | Grondwater*2 | 2,3,4,5-tetrachloorfenol | GC-MS/MS: WAC/IV/A/001; CMA/3/K
121 | Grondwater*2 | 2,3,4,6-tetrachloorfenol | GC-MS/MS: WAC/IV/A/001; CMA/3/K
121 | Grondwater*2 | 2,3,4-trichloorfenol | GC-MS/MS: WAC/IV/A/001; CMA/3/K
121 | Grondwater*2 | 2,3,5,6-tetrachloorfenol | GC-MS/MS: WAC/IV/A/001; CMA/3/K
121 | Grondwater*2 | 2,3,5-trichloorfenol | GC-MS/MS: WAC/IV/A/001; CMA/3/K
121 | Grondwater*2 | 2,3,5-trimethylfenol | GC-MS/MS: WAC/IV/A/001; CMA/3/K
121 | Grondwater*2 | 2,3,6-trichloorfenol | GC-MS/MS: WAC/IV/A/001; CMA/3/K
121 | Grondwater*2 | 2,3,6-trimethylfenol | GC-MS/MS: WAC/IV/A/001; CMA/3/K
121 | Grondwater*2 | 2,3-dichloorfenol | GC-MS/MS: WAC/IV/A/001; CMA/3/K
121 | Grondwater*2 | 2,3-xylenol | GC-MS/MS: WAC/IV/A/001; CMA/3/K
121 | Grondwater*2 | 2,4,5-trichloorfenol | GC-MS/MS: WAC/IV/A/001; CMA/3/K
121 | Grondwater*2 | 2,4,6-trichloorfenol | GC-MS/MS: WAC/IV/A/001; CMA/3/K
121 | Grondwater*2 | 2,4,6-trimethylfenol | GC-MS/MS: WAC/IV/A/001; CMA/3/K
121 | Grondwater*2 | 2,4/2,5 -dichloorfenol | GC-MS/MS: WAC/IV/A/001; CMA/3/K
121 | Grondwater*2 | 2,4-xylenol | GC-MS/MS: WAC/IV/A/001; CMA/3/K
121 | Grondwater*2 | 2,5-xylenol | GC-MS/MS: WAC/IV/A/001; CMA/3/K
121 | Grondwater*2 | 2,6-dichloorfenol | GC-MS/MS: WAC/IV/A/001; CMA/3/K
121 | Grondwater*2 | 2,6-xylenol | GC-MS/MS: WAC/IV/A/001; CMA/3/K
121 | Grondwater*2 | 2-broomfenol | GC-MS/MS: WAC/IV/A/001; CMA/3/K
121 | Grondwater*2 | 2-chloorfenol | GC-MS/MS: WAC/IV/A/001; CMA/3/K
121 | Grondwater*2 | 2-isopropylfenol | GC-MS/MS: WAC/IV/A/001; CMA/3/K
121 | Grondwater*2 | 3,4,5-trichloorfenol | GC-MS/MS: WAC/IV/A/001; CMA/3/K
121 | Grondwater*2 | 3,4,5-trimethylfenol | GC-MS/MS: WAC/IV/A/001; CMA/3/K
121 | Grondwater*2 | 3,4-dichloorfenol | GC-MS/MS: WAC/IV/A/001; CMA/3/K
121 | Grondwater*2 | 3,4-xylenol | GC-MS/MS: WAC/IV/A/001; CMA/3/K
121 | Grondwater*2 | 3,5-dichloorfenol | GC-MS/MS: WAC/IV/A/001; CMA/3/K
121 | Grondwater*2 | 3,5-xylenol | GC-MS/MS: WAC/IV/A/001; CMA/3/K
121 | Grondwater*2 | 3-chloorfenol | GC-MS/MS: WAC/IV/A/001; CMA/3/K
121 | Grondwater*2 | 4-chloor-3-methylfenol | GC-MS/MS: WAC/IV/A/001; CMA/3/K
121 | Grondwater*2 | 4-chloorfenol | GC-MS/MS: WAC/IV/A/001; CMA/3/K
121 | Grondwater*2 | bisfenol A | GC-MS/MS: WAC/IV/A/001; CMA/3/K
121 | Grondwater*2 | dettol (4-chloor-3,5-dimethylfenol) | GC-MS/MS: WAC/IV/A/001; CMA/3/K
121 | Grondwater*2 | fenol | GC-MS/MS: WAC/IV/A/001; CMA/3/K
121 | Grondwater*2 | m-cresol | GC-MS/MS: WAC/IV/A/001; CMA/3/K
121 | Grondwater*2 | m-ethylfenol | GC-MS/MS: WAC/IV/A/001; CMA/3/K
121 | Grondwater*2 | nonylfenol | GC-MS/MS: WAC/IV/A/001; CMA/3/K
121 | Grondwater*2 | o-cresol | GC-MS/MS: WAC/IV/A/001; CMA/3/K
121 | Grondwater*2 | octylfenol | GC-MS/MS: WAC/IV/A/001; CMA/3/K
121 | Grondwater*2 | o-ethylfenol | GC-MS/MS: WAC/IV/A/001; CMA/3/K
121 | Grondwater*2 | p-cresol | GC-MS/MS: WAC/IV/A/001; CMA/3/K
121 | Grondwater*2 | pentachloorfenol | GC-MS/MS: WAC/IV/A/001; CMA/3/K
121 | Grondwater*2 | p-ethylfenol | GC-MS/MS: WAC/IV/A/001; CMA/3/K
121 | Oppervlaktewater*3 | 2,3,4,5-tetrachloorfenol | GC-MS/MS: WAC/IV/A/001; CMA/3/K
121 | Oppervlaktewater*3 | 2,3,4-trichloorfenol | GC-MS/MS: WAC/IV/A/001; CMA/3/K
121 | Oppervlaktewater*3 | 2,3,5,6-tetrachloorfenol | GC-MS/MS: WAC/IV/A/001; CMA/3/K
121 | Oppervlaktewater*3 | 2,3,5-trichloorfenol | GC-MS/MS: WAC/IV/A/001; CMA/3/K
121 | Oppervlaktewater*3 | 2,3,5-trimethylfenol | GC-MS/MS: WAC/IV/A/001; CMA/3/K
121 | Oppervlaktewater*3 | 2,3,6-trichloorfenol | GC-MS/MS: WAC/IV/A/001; CMA/3/K
121 | Oppervlaktewater*3 | 2,3,6-trimethylfenol | GC-MS/MS: WAC/IV/A/001; CMA/3/K
121 | Oppervlaktewater*3 | 2,3-dichloorfenol | GC-MS/MS: WAC/IV/A/001; CMA/3/K
121 | Oppervlaktewater*3 | 2,3-xylenol | GC-MS/MS: WAC/IV/A/001; CMA/3/K
121 | Oppervlaktewater*3 | 2,4,5-trichloorfenol | GC-MS/MS: WAC/IV/A/001; CMA/3/K
121 | Oppervlaktewater*3 | 2,4,6-trichloorfenol | GC-MS/MS: WAC/IV/A/001; CMA/3/K
121 | Oppervlaktewater*3 | 2,4,6-trimethylfenol | GC-MS/MS: WAC/IV/A/001; CMA/3/K
121 | Oppervlaktewater*3 | 2,4/2,5 -dichloorfenol | GC-MS/MS: WAC/IV/A/001; CMA/3/K
121 | Oppervlaktewater*3 | 2,4-xylenol | GC-MS/MS: WAC/IV/A/001; CMA/3/K
121 | Oppervlaktewater*3 | 2,5-xylenol | GC-MS/MS: WAC/IV/A/001; CMA/3/K
121 | Oppervlaktewater*3 | 2,6-dichloorfenol | GC-MS/MS: WAC/IV/A/001; CMA/3/K
121 | Oppervlaktewater*3 | 2,6-xylenol | GC-MS/MS: WAC/IV/A/001; CMA/3/K
121 | Oppervlaktewater*3 | 2-broomfenol | GC-MS/MS: WAC/IV/A/001; CMA/3/K
121 | Oppervlaktewater*3 | 2-chloorfenol | GC-MS/MS: WAC/IV/A/001; CMA/3/K
121 | Oppervlaktewater*3 | 2-isopropylfenol | GC-MS/MS: WAC/IV/A/001; CMA/3/K
121 | Oppervlaktewater*3 | 3,4,5-trichloorfenol | GC-MS/MS: WAC/IV/A/001; CMA/3/K
121 | Oppervlaktewater*3 | 3,4,5-trimethylfenol | GC-MS/MS: WAC/IV/A/001; CMA/3/K
121 | Oppervlaktewater*3 | 3,4-dichloorfenol | GC-MS/MS: WAC/IV/A/001; CMA/3/K
121 | Oppervlaktewater*3 | 3,4-xylenol | GC-MS/MS: WAC/IV/A/001; CMA/3/K
121 | Oppervlaktewater*3 | 3,5-dichloorfenol | GC-MS/MS: WAC/IV/A/001; CMA/3/K
121 | Oppervlaktewater*3 | 3,5-xylenol | GC-MS/MS: WAC/IV/A/001; CMA/3/K
121 | Oppervlaktewater*3 | 3-chloorfenol | GC-MS/MS: WAC/IV/A/001; CMA/3/K
121 | Oppervlaktewater*3 | 4-chloor-3-methylfenol | GC-MS/MS: WAC/IV/A/001; CMA/3/K
121 | Oppervlaktewater*3 | 4-chloorfenol | GC-MS/MS: WAC/IV/A/001; CMA/3/K
121 | Oppervlaktewater*3 | bisfenol A | GC-MS/MS: WAC/IV/A/001; CMA/3/K
121 | Oppervlaktewater*3 | dettol (4-chloor-3,5-dimethylfenol) | GC-MS/MS: WAC/IV/A/001; CMA/3/K
121 | Oppervlaktewater*3 | fenol | GC-MS/MS: WAC/IV/A/001; CMA/3/K
121 | Oppervlaktewater*3 | m-cresol | GC-MS/MS: WAC/IV/A/001; CMA/3/K
121 | Oppervlaktewater*3 | m-ethylfenol | GC-MS/MS: WAC/IV/A/001; CMA/3/K
121 | Oppervlaktewater*3 | nonylfenol | GC-MS/MS: WAC/IV/A/001; CMA/3/K
121 | Oppervlaktewater*3 | o-cresol | GC-MS/MS: WAC/IV/A/001; CMA/3/K
121 | Oppervlaktewater*3 | octylfenol | GC-MS/MS: WAC/IV/A/001; CMA/3/K
121 | Oppervlaktewater*3 | o-ethylfenol | GC-MS/MS: WAC/IV/A/001; CMA/3/K
121 | Oppervlaktewater*3 | p-cresol | GC-MS/MS: WAC/IV/A/001; CMA/3/K
121 | Oppervlaktewater*3 | pentachloorfenol | GC-MS/MS: WAC/IV/A/001; CMA/3/K
121 | Oppervlaktewater*3 | p-ethylfenol | GC-MS/MS: WAC/IV/A/001; CMA/3/K
123 | Afvalwater*1 | acenafteen | GC-MS/MS: WAC/IV/A/002; CMA/3/B
123 | Afvalwater*1 | acenaftyleen | GC-MS/MS: WAC/IV/A/002; CMA/3/B
123 | Afvalwater*1 | antraceen | GC-MS/MS: WAC/IV/A/002; CMA/3/B
123 | Afvalwater*1 | benzo(a)antraceen | GC-MS/MS: WAC/IV/A/002; CMA/3/B
123 | Afvalwater*1 | benzo(a)pyreen | GC-MS/MS: WAC/IV/A/002; CMA/3/B
123 | Afvalwater*1 | benzo(b)fluoranteen | GC-MS/MS: WAC/IV/A/002; CMA/3/B
123 | Afvalwater*1 | benzo(g,h,i)peryleen | GC-MS/MS: WAC/IV/A/002; CMA/3/B
123 | Afvalwater*1 | benzo(k)fluoranteen | GC-MS/MS: WAC/IV/A/002; CMA/3/B
123 | Afvalwater*1 | chryseen | GC-MS/MS: WAC/IV/A/002; CMA/3/B
123 | Afvalwater*1 | dibenzo(a,h)antraceen | GC-MS/MS: WAC/IV/A/002; CMA/3/B
123 | Afvalwater*1 | fenantreen | GC-MS/MS: WAC/IV/A/002; CMA/3/B
123 | Afvalwater*1 | fluoranteen | GC-MS/MS: WAC/IV/A/002; CMA/3/B
123 | Afvalwater*1 | fluoreen | GC-MS/MS: WAC/IV/A/002; CMA/3/B
123 | Afvalwater*1 | indeno(1,2,3-cd)pyreen | GC-MS/MS: WAC/IV/A/002; CMA/3/B
123 | Afvalwater*1 | naftaleen | GC-MS/MS: WAC/IV/A/002; CMA/3/B
123 | Afvalwater*1 | pyreen | GC-MS/MS: WAC/IV/A/002; CMA/3/B
123 | Drinkwater*4 | acenafteen | GC-MS/MS: WAC/IV/A/002; CMA/3/B
123 | Drinkwater*4 | acenaftyleen | GC-MS/MS: WAC/IV/A/002; CMA/3/B
123 | Drinkwater*4 | antraceen | GC-MS/MS: WAC/IV/A/002; CMA/3/B
123 | Drinkwater*4 | benzo(a)antraceen | GC-MS/MS: WAC/IV/A/002; CMA/3/B
123 | Drinkwater*4 | benzo(a)pyreen | GC-MS/MS: WAC/IV/A/002; CMA/3/B
123 | Drinkwater*4 | benzo(b)fluoranteen | GC-MS/MS: WAC/IV/A/002; CMA/3/B
123 | Drinkwater*4 | benzo(g,h,i)peryleen | GC-MS/MS: WAC/IV/A/002; CMA/3/B
123 | Drinkwater*4 | benzo(k)fluoranteen | GC-MS/MS: WAC/IV/A/002; CMA/3/B
123 | Drinkwater*4 | chryseen | GC-MS/MS: WAC/IV/A/002; CMA/3/B
123 | Drinkwater*4 | dibenzo(a,h)antraceen | GC-MS/MS: WAC/IV/A/002; CMA/3/B
123 | Drinkwater*4 | fenantreen | GC-MS/MS: WAC/IV/A/002; CMA/3/B
123 | Drinkwater*4 | fluoranteen | GC-MS/MS: WAC/IV/A/002; CMA/3/B
123 | Drinkwater*4 | fluoreen | GC-MS/MS: WAC/IV/A/002; CMA/3/B
123 | Drinkwater*4 | indeno(1,2,3-cd)pyreen | GC-MS/MS: WAC/IV/A/002; CMA/3/B
123 | Drinkwater*4 | naftaleen | GC-MS/MS: WAC/IV/A/002; CMA/3/B
123 | Drinkwater*4 | pyreen | GC-MS/MS: WAC/IV/A/002; CMA/3/B
123 | Grondwater*2 | acenafteen | GC-MS/MS: WAC/IV/A/002; CMA/3/B
123 | Grondwater*2 | acenaftyleen | GC-MS/MS: WAC/IV/A/002; CMA/3/B
123 | Grondwater*2 | antraceen | GC-MS/MS: WAC/IV/A/002; CMA/3/B
123 | Grondwater*2 | benzo(a)antraceen | GC-MS/MS: WAC/IV/A/002; CMA/3/B
123 | Grondwater*2 | benzo(a)pyreen | GC-MS/MS: WAC/IV/A/002; CMA/3/B
123 | Grondwater*2 | benzo(b)fluoranteen | GC-MS/MS: WAC/IV/A/002; CMA/3/B
123 | Grondwater*2 | benzo(g,h,i)peryleen | GC-MS/MS: WAC/IV/A/002; CMA/3/B
123 | Grondwater*2 | benzo(k)fluoranteen | GC-MS/MS: WAC/IV/A/002; CMA/3/B
123 | Grondwater*2 | chryseen | GC-MS/MS: WAC/IV/A/002; CMA/3/B
123 | Grondwater*2 | dibenzo(a,h)antraceen | GC-MS/MS: WAC/IV/A/002; CMA/3/B
123 | Grondwater*2 | fenantreen | GC-MS/MS: WAC/IV/A/002; CMA/3/B
123 | Grondwater*2 | fluoranteen | GC-MS/MS: WAC/IV/A/002; CMA/3/B
123 | Grondwater*2 | fluoreen | GC-MS/MS: WAC/IV/A/002; CMA/3/B
123 | Grondwater*2 | indeno(1,2,3-cd)pyreen | GC-MS/MS: WAC/IV/A/002; CMA/3/B
123 | Grondwater*2 | naftaleen | GC-MS/MS: WAC/IV/A/002; CMA/3/B
123 | Grondwater*2 | pyreen | GC-MS/MS: WAC/IV/A/002; CMA/3/B
123 | Oppervlaktewater*3 | acenafteen | GC-MS/MS: WAC/IV/A/002; CMA/3/B
123 | Oppervlaktewater*3 | acenaftyleen | GC-MS/MS: WAC/IV/A/002; CMA/3/B
123 | Oppervlaktewater*3 | antraceen | GC-MS/MS: WAC/IV/A/002; CMA/3/B
123 | Oppervlaktewater*3 | benzo(a)antraceen | GC-MS/MS: WAC/IV/A/002; CMA/3/B
123 | Oppervlaktewater*3 | benzo(a)pyreen | GC-MS/MS: WAC/IV/A/002; CMA/3/B
123 | Oppervlaktewater*3 | benzo(b)fluoranteen | GC-MS/MS: WAC/IV/A/002; CMA/3/B
123 | Oppervlaktewater*3 | benzo(g,h,i)peryleen | GC-MS/MS: WAC/IV/A/002; CMA/3/B
123 | Oppervlaktewater*3 | benzo(k)fluoranteen | GC-MS/MS: WAC/IV/A/002; CMA/3/B
123 | Oppervlaktewater*3 | chryseen | GC-MS/MS: WAC/IV/A/002; CMA/3/B
123 | Oppervlaktewater*3 | dibenzo(a,h)antraceen | GC-MS/MS: WAC/IV/A/002; CMA/3/B
123 | Oppervlaktewater*3 | fenantreen | GC-MS/MS: WAC/IV/A/002; CMA/3/B
123 | Oppervlaktewater*3 | fluoranteen | GC-MS/MS: WAC/IV/A/002; CMA/3/B
123 | Oppervlaktewater*3 | fluoreen | GC-MS/MS: WAC/IV/A/002; CMA/3/B
123 | Oppervlaktewater*3 | indeno(1,2,3-cd)pyreen | GC-MS/MS: WAC/IV/A/002; CMA/3/B
123 | Oppervlaktewater*3 | naftaleen | GC-MS/MS: WAC/IV/A/002; CMA/3/B
123 | Oppervlaktewater*3 | pyreen | GC-MS/MS: WAC/IV/A/002; CMA/3/B
170 | Bodem | As (Arseen) | Aqua Regia ontsluiting: NEN 6961; Meting met ICP-AES: ISO 11885; CMA/2/I/B.1
170 | Bodem | Cd (Cadmium) | Aqua Regia ontsluiting: NEN 6961; Meting met ICP-AES: ISO 11885; CMA/2/I/B.1
170 | Bodem | Cr (Chroom) | Aqua Regia ontsluiting: NEN 6961; Meting met ICP-AES: ISO 11885; CMA/2/I/B.1
170 | Bodem | Cu (Koper) | Aqua Regia ontsluiting: NEN 6961; Meting met ICP-AES: ISO 11885; CMA/2/I/B.1
170 | Bodem | Ni (Nikkel) | Aqua Regia ontsluiting: NEN 6961; Meting met ICP-AES: ISO 11885; CMA/2/I/B.1
170 | Bodem | Pb (Lood) | Aqua Regia ontsluiting: NEN 6961; Meting met ICP-AES: ISO 11885; CMA/2/I/B.1
170 | Bodem | Zn (Zink) | Aqua Regia ontsluiting: NEN 6961; Meting met ICP-AES: ISO 11885; CMA/2/I/B.1
211 | Drijfmest/vloeibare mest en vloeibare mestverwerkings-producten (niet stapelbaar) | P (totale fosfor) | Monstervoorbereiding: NEN 7432 Meting met ICP: ISO 11885 BAM deel 3/04
226 | Gewas | Nitraat- + nitrietstikstof | EN 12014-7; meting met continuous flow
233 | Meststoffen | B (Boor) oplosbaar in mineraal zuur (HCl) | EG verordening nr 2003/2003(§) - ICP, methode 9.1 aanmaak extract
233 | Meststoffen | Cu (Koper) oplosbaar in mineraal zuur (HCl) | EG verordening nr 2003/2003(§) - ICP, methode 9.1 aanmaak extract
233 | Meststoffen | Fe (Ijzer) oplosbaar in mineraal zuur (HCl) | EG verordening nr 2003/2003(§) - ICP, methode 9.1 aanmaak extract
233 | Meststoffen | Mn (Mangaan) oplosbaar in mineraal zuur (HCl) | EG verordening nr 2003/2003(§) - ICP, methode 9.1 aanmaak extract
247 | Anorganische meststoffen | totaal CaO oplosbaar in mineraal zuur (HCl) | ICP-AES; EN 15960
247 | Anorganische meststoffen | totaal MgOoplosbaar in mineraal zuur (HCl) | ICP-AES; EN 15960
247 | Anorganische meststoffen | totaal SO3 oplosbaar in mineraal zuur (HCl) | ICP-AES; EN 15960
247 | Anorganische meststoffen | totaal Na2O oplosbaar in mineraal zuur (HCl) | ICP-AES; EN 15960
247 | Anorganische meststoffen | totaal K2O oplosbaar in mineraal zuur (HCl) | ICP-AES; EN 15960
270 | Organo-minerale meststoffen, Anorganische meststoffen | P2O5 oplosbaar in water | ICP-AES; EN 15958
271 | Bodem, Waterbodem | Acenafteen | GC-MS: CMA/3/B
271 | Bodem, Waterbodem | Acenaftyleen | GC-MS: CMA/3/B
271 | Bodem, Waterbodem | Antraceen | GC-MS: CMA/3/B
271 | Bodem, Waterbodem | Benzo(a)antraceen | GC-MS: CMA/3/B
271 | Bodem, Waterbodem | Benzo(a)pyreen | GC-MS: CMA/3/B
271 | Bodem, Waterbodem | Benzo(b)fluoranteen | GC-MS: CMA/3/B
271 | Bodem, Waterbodem | Benzo(g,h,i)peryleen | GC-MS: CMA/3/B
271 | Bodem, Waterbodem | Benzo(k)fluoranteen | GC-MS: CMA/3/B
271 | Bodem, Waterbodem | Chryseen | GC-MS: CMA/3/B
271 | Bodem, Waterbodem | Dibenzo(a,h)antraceen | GC-MS: CMA/3/B
271 | Bodem, Waterbodem | Fenantreen | GC-MS: CMA/3/B
271 | Bodem, Waterbodem | Fluoranteen | GC-MS: CMA/3/B
271 | Bodem, Waterbodem | Fluoreen | GC-MS: CMA/3/B
271 | Bodem, Waterbodem | Indeno(1,2,3-cd)pyreen | GC-MS: CMA/3/B
271 | Bodem, Waterbodem | Naftaleen | GC-MS: CMA/3/B
271 | Bodem, Waterbodem | Pyreen | GC-MS: CMA/3/B
323 | Bodem, Waterbodem | As (Arseen) | Ontsluiting met HCl/HNO3/HBF4: CMA/2/II/A.3 Meting met ICP-AES: ISO 11885; CMA/2/I/B.1
323 | Bodem, Waterbodem | Cd (Cadmium) | Ontsluiting met HCl/HNO3/HBF4: CMA/2/II/A.3 Meting met ICP-AES: ISO 11885; CMA/2/I/B.1
323 | Bodem, Waterbodem | Cr (Chroom) | Ontsluiting met HCl/HNO3/HBF4: CMA/2/II/A.3 Meting met ICP-AES: ISO 11885; CMA/2/I/B.1
323 | Bodem, Waterbodem | Cu (Koper) | Ontsluiting met HCl/HNO3/HBF4: CMA/2/II/A.3 Meting met ICP-AES: ISO 11885; CMA/2/I/B.1
323 | Bodem, Waterbodem | Ni (Nikkel) | Ontsluiting met HCl/HNO3/HBF4: CMA/2/II/A.3 Meting met ICP-AES: ISO 11885; CMA/2/I/B.1
323 | Bodem, Waterbodem | Pb (Lood) | Ontsluiting met HCl/HNO3/HBF4: CMA/2/II/A.3 Meting met ICP-AES: ISO 11885; CMA/2/I/B.1
323 | Bodem, Waterbodem | Zn (Zink) | Ontsluiting met HCl/HNO3/HBF4: CMA/2/II/A.3 Meting met ICP-AES: ISO 11885; CMA/2/I/B.1
329 | Vaste mest | P (totale fosfor) | Monstervoorbereiding: NEN 7431 Meting met ICP: ISO 11885 BAM deel 4/04
338 | Diervoeder | Vochtgehalte – Droge stof | Verordening (EG) nr. 152/2009; BAM deel 2/03
338 | Gewas | Vochtgehalte – Droge stof | eigen methode (uitvoering volgens verordening (EG) nr. 152/2009; BAM deel 2/03)
349 | Diervoeder | Kjeldahl-N - Ruw eiwit | 93/28/EEG (*) ; BAM deel 2/05
349 | Gewas | Kjeldahl-N - Ruw eiwit | eigen methode (uitvoering volgens 93/28/EEG (*) ; BAM deel 2/05)
358 | Bodemverbeterende middelen | Totaal P2O5 in koningswater | Extractie: EN 13650; Meting met ICP-AES: ISO 11885
358 | Bodemverbeterende middelen | Totaal K2O in koningswater | Extractie: EN 13650; Meting met ICP-AES: ISO 11885
358 | Bodemverbeterende middelen | Totaal MgO in koningswater | Extractie: EN 13650; Meting met ICP-AES: ISO 11885
358 | Bodemverbeterende middelen | Totaal CaO in koningswater | Extractie: EN 13650; Meting met ICP-AES: ISO 11885
358 | Bodemverbeterende middelen | Totaal Na2O in koningswater | Extractie: EN 13650; Meting met ICP-AES: ISO 11885
358 | Bodemverbeterende middelen | Totaal SO3 in koningswater | Extractie: EN 13650; Meting met ICP-AES: ISO 11885
360 | Organische meststoffen | Cd (Cadmium) | Aqua Regia destructie: EN13650; EN16964 Meting met ICP-AES: ISO 11885
360 | Organische meststoffen | Cr (Chroom) | Aqua Regia destructie: EN13650; EN16964 Meting met ICP-AES: ISO 11885
360 | Organische meststoffen | Cu (Koper) | Aqua Regia destructie: EN13650; EN16964 Meting met ICP-AES: ISO 11885
360 | Organische meststoffen | Ni (Nikkel) | Aqua Regia destructie: EN13650; EN16964 Meting met ICP-AES: ISO 11885
360 | Organische meststoffen | Pb (Lood) | Aqua Regia destructie: EN13650; EN16964 Meting met ICP-AES: ISO 11885
360 | Organische meststoffen | Zn (Zink) | Aqua Regia destructie: EN13650; EN16964 Meting met ICP-AES: ISO 11885
360 | Organo-minerale meststoffen | Cd (Cadmium) | Aqua Regia destructie: EN13650; EN16964 Meting met ICP-AES: ISO 11885
360 | Organo-minerale meststoffen | Cr (Chroom) | Aqua Regia destructie: EN13650; EN16964 Meting met ICP-AES: ISO 11885
360 | Organo-minerale meststoffen | Cu (Koper) | Aqua Regia destructie: EN13650; EN16964 Meting met ICP-AES: ISO 11885
360 | Organo-minerale meststoffen | Ni (Nikkel) | Aqua Regia destructie: EN13650; EN16964 Meting met ICP-AES: ISO 11885
360 | Organo-minerale meststoffen | Pb (Lood) | Aqua Regia destructie: EN13650; EN16964 Meting met ICP-AES: ISO 11885
360 | Organo-minerale meststoffen | Zn (Zink) | Aqua Regia destructie: EN13650; EN16964 Meting met ICP-AES: ISO 11885
360 | Bodemverbeterende middelen | As (Arseen) | CMA/2/IV/19; CMA/2/IV/6 Meting met ICP-AES: ISO 11885; CMA/2/I/B.1
360 | Bodemverbeterende middelen | Cd (Cadmium) | CMA/2/IV/19; CMA/2/IV/6;EN13650;EN16964 Meting met ICP-AES: ISO 11885;CMA/2/I/B.1
360 | Bodemverbeterende middelen | Cr (Chroom) | CMA/2/IV/19; CMA/2/IV/6; EN13650;EN16964 Meting met ICP-AES: ISO 11885;CMA/2/I/B.1
360 | Bodemverbeterende middelen | Cu (Koper) | CMA/2/IV/19; CMA/2/IV/6; EN13650;EN16964 Meting met ICP-AES: ISO 11885;CMA/2/I/B.1
360 | Bodemverbeterende middelen | Ni (Nikkel) | CMA/2/IV/19; CMA/2/IV/6; EN13650;EN16964 Meting met ICP-AES: ISO 11885;CMA/2/I/B.1
360 | Bodemverbeterende middelen | Pb (Lood) | CMA/2/IV/19; CMA/2/IV/6; EN13650;EN16964 Meting met ICP-AES: ISO 11885;CMA/2/I/B.1
360 | Bodemverbeterende middelen | Zn (Zink) | CMA/2/IV/19; CMA/2/IV/6; EN13650;EN16964 Meting met ICP-AES: ISO 11885;CMA/2/I/B.1
360 | Kalkmeststoffen | Cd (Cadmium) | Aqua Regia destructie: EN13650; EN16964 Meting met ICP-AES: ISO 11885
360 | Kalkmeststoffen | Cr (Chroom) | Aqua Regia destructie: EN13650; EN16964 Meting met ICP-AES: ISO 11885
360 | Kalkmeststoffen | Ni (Nikkel) | Aqua Regia destructie: EN13650; EN16964 Meting met ICP-AES: ISO 11885
360 | Kalkmeststoffen | Pb (Lood) | Aqua Regia destructie: EN13650; EN16964 Meting met ICP-AES: ISO 11885
360 | Groeimedia | Cd (Cadmium) | Aqua Regia destructie: EN13650; EN16964 Meting met ICP-AES: ISO 11885
360 | Groeimedia | Cr (Chroom) | Aqua Regia destructie: EN13650; EN16964 Meting met ICP-AES: ISO 11885
360 | Groeimedia | Cu (Koper) | Aqua Regia destructie: EN13650; EN16964 Meting met ICP-AES: ISO 11885
360 | Groeimedia | Ni (Nikkel) | Aqua Regia destructie: EN13650; EN16964 Meting met ICP-AES: ISO 11885
360 | Groeimedia | Pb (Lood) | Aqua Regia destructie: EN13650; EN16964 Meting met ICP-AES: ISO 11885
360 | Groeimedia | Zn (Zink) | Aqua Regia destructie: EN13650; EN16964 Meting met ICP-AES: ISO 11885
360 | Planten bio-stimulantia | Cd (Cadmium) | Aqua Regia destructie: EN13650; EN16964 Meting met ICP-AES: ISO 11885
360 | Planten bio-stimulantia | Cr (Chroom) | Aqua Regia destructie: EN13650; EN16964 Meting met ICP-AES: ISO 11885
360 | Planten bio-stimulantia | Cu (Koper) | Aqua Regia destructie: EN13650; EN16964 Meting met ICP-AES: ISO 11885
360 | Planten bio-stimulantia | Ni (Nikkel) | Aqua Regia destructie: EN13650; EN16964 Meting met ICP-AES: ISO 11885
360 | Planten bio-stimulantia | Pb (Lood) | Aqua Regia destructie: EN13650; EN16964 Meting met ICP-AES: ISO 11885
360 | Planten bio-stimulantia | Zn (Zink) | Aqua Regia destructie: EN13650; EN16964 Meting met ICP-AES: ISO 11885
376 | Bodem | Ca (Calcium) (Ca-AL) | BDB-methode afgeleid van Egnér, Riehm, Domingo Meting met ICP-AES: ISO 11885; CMA/2/I/B.1
376 | Bodem | K (Kalium) (K-AL) | BDB-methode afgeleid van Egnér, Riehm, Domingo Meting met ICP-AES: ISO 11885; CMA/2/I/B.1
376 | Bodem | Mg (Magnesium) (Mg-AL) | BDB-methode afgeleid van Egnér, Riehm, Domingo Meting met ICP-AES: ISO 11885; CMA/2/I/B.1
376 | Bodem | Na (Natrium) (Na-AL) | BDB-methode afgeleid van Egnér, Riehm, Domingo Meting met ICP-AES: ISO 11885; CMA/2/I/B.1
376 | Bodem | P (Fosfor) (P-AL) | BDB-methode afgeleid van Egnér, Riehm, Domingo Meting met ICP-AES: ISO 11885; CMA/2/I/B.1 Specifiek voor P: extractie en meting conform BAM deel 1/11
402 | Afvalwater*1 | 1,1,1,2-tetrachloorethaan | Headspace GC-MS: WAC/IV/A/016; CMA/3/E
402 | Afvalwater*1 | 1,1,1-trichloorethaan | Headspace GC-MS: WAC/IV/A/016; CMA/3/E
402 | Afvalwater*1 | 1,1,2,2-tetrachloorethaan | Headspace GC-MS: WAC/IV/A/016; CMA/3/E
402 | Afvalwater*1 | 1,1,2-trichloorethaan | Headspace GC-MS: WAC/IV/A/016; CMA/3/E
402 | Afvalwater*1 | 1,1-dichloorethaan | Headspace GC-MS: WAC/IV/A/016; CMA/3/E
402 | Afvalwater*1 | 1,1-dichlooretheen | Headspace GC-MS: WAC/IV/A/016; CMA/3/E
402 | Afvalwater*1 | 1,1-dichloorpropeen | Headspace GC-MS: WAC/IV/A/016; CMA/3/E
402 | Afvalwater*1 | 1,2,3-trichloorbenzeen | Headspace GC-MS: WAC/IV/A/016; CMA/3/E
402 | Afvalwater*1 | 1,2,3-trichloorpropaan | Headspace GC-MS: WAC/IV/A/016; CMA/3/E
402 | Afvalwater*1 | 1,2,3-trimethylbenzeen | Headspace GC-MS: WAC/IV/A/016; CMA/3/E
402 | Afvalwater*1 | 1,2,4-trichloorbenzeen | Headspace GC-MS: WAC/IV/A/016; CMA/3/E
402 | Afvalwater*1 | 1,2,4-trimethylbenzeen | Headspace GC-MS: WAC/IV/A/016; CMA/3/E
402 | Afvalwater*1 | 1,2-dibroom-3-chloorpropaan | Headspace GC-MS: WAC/IV/A/016; CMA/3/E
402 | Afvalwater*1 | 1,2-dibroomethaan | Headspace GC-MS: WAC/IV/A/016; CMA/3/E
402 | Afvalwater*1 | 1,2-dichloorbenzeen | Headspace GC-MS: WAC/IV/A/016; CMA/3/E
402 | Afvalwater*1 | 1,2-dichloorethaan | Headspace GC-MS: WAC/IV/A/016; CMA/3/E
402 | Afvalwater*1 | 1,2-dichlooretheen (cis) | Headspace GC-MS: WAC/IV/A/016; CMA/3/E
402 | Afvalwater*1 | 1,2-dichlooretheen (trans) | Headspace GC-MS: WAC/IV/A/016; CMA/3/E
402 | Afvalwater*1 | 1,2-dichloorpropaan | Headspace GC-MS: WAC/IV/A/016; CMA/3/E
402 | Afvalwater*1 | 1,3,5-trichloorbenzeen | Headspace GC-MS: WAC/IV/A/016; CMA/3/E
402 | Afvalwater*1 | 1,3,5-trimethylbenzeen | Headspace GC-MS: WAC/IV/A/016; CMA/3/E
402 | Afvalwater*1 | 1,3-dichloorbenzeen | Headspace GC-MS: WAC/IV/A/016; CMA/3/E
402 | Afvalwater*1 | 1,3-dichloorpropaan | Headspace GC-MS: WAC/IV/A/016; CMA/3/E
402 | Afvalwater*1 | 1,3-dichloorpropeen,cis | Headspace GC-MS: WAC/IV/A/016; CMA/3/E
402 | Afvalwater*1 | 1,3-dichloorpropeen,trans | Headspace GC-MS: WAC/IV/A/016; CMA/3/E
402 | Afvalwater*1 | 1,4-dichloorbenzeen | Headspace GC-MS: WAC/IV/A/016; CMA/3/E
402 | Afvalwater*1 | 2,2-dichloorpropaan | Headspace GC-MS: WAC/IV/A/016; CMA/3/E
402 | Afvalwater*1 | 2-chloortolueen | Headspace GC-MS: WAC/IV/A/016; CMA/3/E
402 | Afvalwater*1 | 4-chloortolueen | Headspace GC-MS: WAC/IV/A/016; CMA/3/E
402 | Afvalwater*1 | benzeen | Headspace GC-MS: WAC/IV/A/016; CMA/3/E
402 | Afvalwater*1 | bromochloormethaan | Headspace GC-MS: WAC/IV/A/016; CMA/3/E
402 | Afvalwater*1 | bromoform | Headspace GC-MS: WAC/IV/A/016; CMA/3/E
402 | Afvalwater*1 | broombenzeen | Headspace GC-MS: WAC/IV/A/016; CMA/3/E
402 | Afvalwater*1 | broomdichloormethaan | Headspace GC-MS: WAC/IV/A/016; CMA/3/E
402 | Afvalwater*1 | chloorbenzeen | Headspace GC-MS: WAC/IV/A/016; CMA/3/E
402 | Afvalwater*1 | chloroform (trichloormethaan) | Headspace GC-MS: WAC/IV/A/016; CMA/3/E
402 | Afvalwater*1 | dibroomchloormethaan | Headspace GC-MS: WAC/IV/A/016; CMA/3/E
402 | Afvalwater*1 | dibroommethaan | Headspace GC-MS: WAC/IV/A/016; CMA/3/E
402 | Afvalwater*1 | dichloormethaan | Headspace GC-MS: WAC/IV/A/016; CMA/3/E
402 | Afvalwater*1 | ethylbenzeen | Headspace GC-MS: WAC/IV/A/016; CMA/3/E
402 | Afvalwater*1 | heptaan | Headspace GC-MS: WAC/IV/A/016; CMA/3/E
402 | Afvalwater*1 | hexaan | Headspace GC-MS: WAC/IV/A/016; CMA/3/E
402 | Afvalwater*1 | hexachloorbutadieen | Headspace GC-MS: WAC/IV/A/016; CMA/3/E
402 | Afvalwater*1 | isopropylbenzeen | Headspace GC-MS: WAC/IV/A/016; CMA/3/E
402 | Afvalwater*1 | m+p-xyleen | Headspace GC-MS: WAC/IV/A/016; CMA/3/E
402 | Afvalwater*1 | methyl tertiair butyl ether | Headspace GC-MS: WAC/IV/A/016; CMA/3/E
402 | Afvalwater*1 | naftaleen | Headspace GC-MS: WAC/IV/A/016; CMA/3/E
402 | Afvalwater*1 | n-butylbenzeen | Headspace GC-MS: WAC/IV/A/016; CMA/3/E
402 | Afvalwater*1 | n-propylbenzeen | Headspace GC-MS: WAC/IV/A/016; CMA/3/E
402 | Afvalwater*1 | octaan | Headspace GC-MS: WAC/IV/A/016; CMA/3/E
402 | Afvalwater*1 | o-xyleen | Headspace GC-MS: WAC/IV/A/016; CMA/3/E
402 | Afvalwater*1 | p-isopropyltolueen | Headspace GC-MS: WAC/IV/A/016; CMA/3/E
402 | Afvalwater*1 | sec-butylbenzeen | Headspace GC-MS: WAC/IV/A/016; CMA/3/E
402 | Afvalwater*1 | styreen | Headspace GC-MS: WAC/IV/A/016; CMA/3/E
402 | Afvalwater*1 | tert-butylbenzeen | Headspace GC-MS: WAC/IV/A/016; CMA/3/E
402 | Afvalwater*1 | tetrachloorethyleen | Headspace GC-MS: WAC/IV/A/016; CMA/3/E
402 | Afvalwater*1 | tetrachloormethaan | Headspace GC-MS: WAC/IV/A/016; CMA/3/E
402 | Afvalwater*1 | THF (tetrahydrofuran) | Headspace GC-MS: WAC/IV/A/016; CMA/3/E
402 | Afvalwater*1 | tolueen | Headspace GC-MS: WAC/IV/A/016; CMA/3/E
402 | Afvalwater*1 | trichloorethyleen | Headspace GC-MS: WAC/IV/A/016; CMA/3/E
402 | Afvalwater*1 | vinylchloride | Headspace GC-MS: WAC/IV/A/016; CMA/3/E
402 | Drinkwater*4 | 1,1,1,2-tetrachloorethaan | Headspace GC-MS: WAC/IV/A/016; CMA/3/E
402 | Drinkwater*4 | 1,1,1-trichloorethaan | Headspace GC-MS: WAC/IV/A/016; CMA/3/E
402 | Drinkwater*4 | 1,1,2,2-tetrachloorethaan | Headspace GC-MS: WAC/IV/A/016; CMA/3/E
402 | Drinkwater*4 | 1,1,2-trichloorethaan | Headspace GC-MS: WAC/IV/A/016; CMA/3/E
402 | Drinkwater*4 | 1,1-dichloorethaan | Headspace GC-MS: WAC/IV/A/016; CMA/3/E
402 | Drinkwater*4 | 1,1-dichlooretheen | Headspace GC-MS: WAC/IV/A/016; CMA/3/E
402 | Drinkwater*4 | 1,1-dichloorpropeen | Headspace GC-MS: WAC/IV/A/016; CMA/3/E
402 | Drinkwater*4 | 1,2,3-trichloorbenzeen | Headspace GC-MS: WAC/IV/A/016; CMA/3/E
402 | Drinkwater*4 | 1,2,3-trichloorpropaan | Headspace GC-MS: WAC/IV/A/016; CMA/3/E
402 | Drinkwater*4 | 1,2,3-trimethylbenzeen | Headspace GC-MS: WAC/IV/A/016; CMA/3/E
402 | Drinkwater*4 | 1,2,4-trichloorbenzeen | Headspace GC-MS: WAC/IV/A/016; CMA/3/E
402 | Drinkwater*4 | 1,2,4-trimethylbenzeen | Headspace GC-MS: WAC/IV/A/016; CMA/3/E
402 | Drinkwater*4 | 1,2-dibroom-3-chloorpropaan | Headspace GC-MS: WAC/IV/A/016; CMA/3/E
402 | Drinkwater*4 | 1,2-dibroomethaan | Headspace GC-MS: WAC/IV/A/016; CMA/3/E
402 | Drinkwater*4 | 1,2-dichloorbenzeen | Headspace GC-MS: WAC/IV/A/016; CMA/3/E
402 | Drinkwater*4 | 1,2-dichloorethaan | Headspace GC-MS: WAC/IV/A/016; CMA/3/E
402 | Drinkwater*4 | 1,2-dichlooretheen (cis) | Headspace GC-MS: WAC/IV/A/016; CMA/3/E
402 | Drinkwater*4 | 1,2-dichlooretheen (trans) | Headspace GC-MS: WAC/IV/A/016; CMA/3/E
402 | Drinkwater*4 | 1,2-dichloorpropaan | Headspace GC-MS: WAC/IV/A/016; CMA/3/E
402 | Drinkwater*4 | 1,3,5-trichloorbenzeen | Headspace GC-MS: WAC/IV/A/016; CMA/3/E
402 | Drinkwater*4 | 1,3,5-trimethylbenzeen | Headspace GC-MS: WAC/IV/A/016; CMA/3/E
402 | Drinkwater*4 | 1,3-dichloorbenzeen | Headspace GC-MS: WAC/IV/A/016; CMA/3/E
402 | Drinkwater*4 | 1,3-dichloorpropaan | Headspace GC-MS: WAC/IV/A/016; CMA/3/E
402 | Drinkwater*4 | 1,3-dichloorpropeen,cis | Headspace GC-MS: WAC/IV/A/016; CMA/3/E
402 | Drinkwater*4 | 1,3-dichloorpropeen,trans | Headspace GC-MS: WAC/IV/A/016; CMA/3/E
402 | Drinkwater*4 | 1,4-dichloorbenzeen | Headspace GC-MS: WAC/IV/A/016; CMA/3/E
402 | Drinkwater*4 | 2,2-dichloorpropaan | Headspace GC-MS: WAC/IV/A/016; CMA/3/E
402 | Drinkwater*4 | 2-chloortolueen | Headspace GC-MS: WAC/IV/A/016; CMA/3/E
402 | Drinkwater*4 | 4-chloortolueen | Headspace GC-MS: WAC/IV/A/016; CMA/3/E
402 | Drinkwater*4 | benzeen | Headspace GC-MS: WAC/IV/A/016; CMA/3/E
402 | Drinkwater*4 | bromochloormethaan | Headspace GC-MS: WAC/IV/A/016; CMA/3/E
402 | Drinkwater*4 | bromoform | Headspace GC-MS: WAC/IV/A/016; CMA/3/E
402 | Drinkwater*4 | broombenzeen | Headspace GC-MS: WAC/IV/A/016; CMA/3/E
402 | Drinkwater*4 | broomdichloormethaan | Headspace GC-MS: WAC/IV/A/016; CMA/3/E
402 | Drinkwater*4 | chloorbenzeen | Headspace GC-MS: WAC/IV/A/016; CMA/3/E
402 | Drinkwater*4 | chloroform (trichloormethaan) | Headspace GC-MS: WAC/IV/A/016; CMA/3/E
402 | Drinkwater*4 | dibroomchloormethaan | Headspace GC-MS: WAC/IV/A/016; CMA/3/E
402 | Drinkwater*4 | dibroommethaan | Headspace GC-MS: WAC/IV/A/016; CMA/3/E
402 | Drinkwater*4 | dichloormethaan | Headspace GC-MS: WAC/IV/A/016; CMA/3/E
402 | Drinkwater*4 | ethylbenzeen | Headspace GC-MS: WAC/IV/A/016; CMA/3/E
402 | Drinkwater*4 | heptaan | Headspace GC-MS: WAC/IV/A/016; CMA/3/E
402 | Drinkwater*4 | hexaan | Headspace GC-MS: WAC/IV/A/016; CMA/3/E
402 | Drinkwater*4 | hexachloorbutadieen | Headspace GC-MS: WAC/IV/A/016; CMA/3/E
402 | Drinkwater*4 | isopropylbenzeen | Headspace GC-MS: WAC/IV/A/016; CMA/3/E
402 | Drinkwater*4 | m+p-xyleen | Headspace GC-MS: WAC/IV/A/016; CMA/3/E
402 | Drinkwater*4 | methyl tertiair butyl ether | Headspace GC-MS: WAC/IV/A/016; CMA/3/E
402 | Drinkwater*4 | naftaleen | Headspace GC-MS: WAC/IV/A/016; CMA/3/E
402 | Drinkwater*4 | n-butylbenzeen | Headspace GC-MS: WAC/IV/A/016; CMA/3/E
402 | Drinkwater*4 | n-propylbenzeen | Headspace GC-MS: WAC/IV/A/016; CMA/3/E
402 | Drinkwater*4 | octaan | Headspace GC-MS: WAC/IV/A/016; CMA/3/E
402 | Drinkwater*4 | o-xyleen | Headspace GC-MS: WAC/IV/A/016; CMA/3/E
402 | Drinkwater*4 | p-isopropyltolueen | Headspace GC-MS: WAC/IV/A/016; CMA/3/E
402 | Drinkwater*4 | sec-butylbenzeen | Headspace GC-MS: WAC/IV/A/016; CMA/3/E
402 | Drinkwater*4 | styreen | Headspace GC-MS: WAC/IV/A/016; CMA/3/E
402 | Drinkwater*4 | tert-butylbenzeen | Headspace GC-MS: WAC/IV/A/016; CMA/3/E
402 | Drinkwater*4 | tetrachloorethyleen | Headspace GC-MS: WAC/IV/A/016; CMA/3/E
402 | Drinkwater*4 | tetrachloormethaan | Headspace GC-MS: WAC/IV/A/016; CMA/3/E
402 | Drinkwater*4 | THF (tetrahydrofuran) | Headspace GC-MS: WAC/IV/A/016; CMA/3/E
402 | Drinkwater*4 | tolueen | Headspace GC-MS: WAC/IV/A/016; CMA/3/E
402 | Drinkwater*4 | trichloorethyleen | Headspace GC-MS: WAC/IV/A/016; CMA/3/E
402 | Drinkwater*4 | vinylchloride | Headspace GC-MS: WAC/IV/A/016; CMA/3/E
402 | Grondwater*2 | 1,1,1,2-tetrachloorethaan | Headspace GC-MS: WAC/IV/A/016; CMA/3/E
402 | Grondwater*2 | 1,1,1-trichloorethaan | Headspace GC-MS: WAC/IV/A/016; CMA/3/E
402 | Grondwater*2 | 1,1,2,2-tetrachloorethaan | Headspace GC-MS: WAC/IV/A/016; CMA/3/E
402 | Grondwater*2 | 1,1,2-trichloorethaan | Headspace GC-MS: WAC/IV/A/016; CMA/3/E
402 | Grondwater*2 | 1,1-dichloorethaan | Headspace GC-MS: WAC/IV/A/016; CMA/3/E
402 | Grondwater*2 | 1,1-dichlooretheen | Headspace GC-MS: WAC/IV/A/016; CMA/3/E
402 | Grondwater*2 | 1,1-dichloorpropeen | Headspace GC-MS: WAC/IV/A/016; CMA/3/E
402 | Grondwater*2 | 1,2,3-trichloorbenzeen | Headspace GC-MS: WAC/IV/A/016; CMA/3/E
402 | Grondwater*2 | 1,2,3-trichloorpropaan | Headspace GC-MS: WAC/IV/A/016; CMA/3/E
402 | Grondwater*2 | 1,2,3-trimethylbenzeen | Headspace GC-MS: WAC/IV/A/016; CMA/3/E
402 | Grondwater*2 | 1,2,4-trichloorbenzeen | Headspace GC-MS: WAC/IV/A/016; CMA/3/E
402 | Grondwater*2 | 1,2,4-trimethylbenzeen | Headspace GC-MS: WAC/IV/A/016; CMA/3/E
402 | Grondwater*2 | 1,2-dibroom-3-chloorpropaan | Headspace GC-MS: WAC/IV/A/016; CMA/3/E
402 | Grondwater*2 | 1,2-dibroomethaan | Headspace GC-MS: WAC/IV/A/016; CMA/3/E
402 | Grondwater*2 | 1,2-dichloorbenzeen | Headspace GC-MS: WAC/IV/A/016; CMA/3/E
402 | Grondwater*2 | 1,2-dichloorethaan | Headspace GC-MS: WAC/IV/A/016; CMA/3/E
402 | Grondwater*2 | 1,2-dichlooretheen (cis) | Headspace GC-MS: WAC/IV/A/016; CMA/3/E
402 | Grondwater*2 | 1,2-dichlooretheen (trans) | Headspace GC-MS: WAC/IV/A/016; CMA/3/E
402 | Grondwater*2 | 1,2-dichloorpropaan | Headspace GC-MS: WAC/IV/A/016; CMA/3/E
402 | Grondwater*2 | 1,3,5-trichloorbenzeen | Headspace GC-MS: WAC/IV/A/016; CMA/3/E
402 | Grondwater*2 | 1,3,5-trimethylbenzeen | Headspace GC-MS: WAC/IV/A/016; CMA/3/E
402 | Grondwater*2 | 1,3-dichloorbenzeen | Headspace GC-MS: WAC/IV/A/016; CMA/3/E
402 | Grondwater*2 | 1,3-dichloorpropaan | Headspace GC-MS: WAC/IV/A/016; CMA/3/E
402 | Grondwater*2 | 1,3-dichloorpropeen,cis | Headspace GC-MS: WAC/IV/A/016; CMA/3/E
402 | Grondwater*2 | 1,3-dichloorpropeen,trans | Headspace GC-MS: WAC/IV/A/016; CMA/3/E
402 | Grondwater*2 | 1,4-dichloorbenzeen | Headspace GC-MS: WAC/IV/A/016; CMA/3/E
402 | Grondwater*2 | 2,2-dichloorpropaan | Headspace GC-MS: WAC/IV/A/016; CMA/3/E
402 | Grondwater*2 | 2-chloortolueen | Headspace GC-MS: WAC/IV/A/016; CMA/3/E
402 | Grondwater*2 | 4-chloortolueen | Headspace GC-MS: WAC/IV/A/016; CMA/3/E
402 | Grondwater*2 | benzeen | Headspace GC-MS: WAC/IV/A/016; CMA/3/E
402 | Grondwater*2 | bromochloormethaan | Headspace GC-MS: WAC/IV/A/016; CMA/3/E
402 | Grondwater*2 | bromoform | Headspace GC-MS: WAC/IV/A/016; CMA/3/E
402 | Grondwater*2 | broombenzeen | Headspace GC-MS: WAC/IV/A/016; CMA/3/E
402 | Grondwater*2 | broomdichloormethaan | Headspace GC-MS: WAC/IV/A/016; CMA/3/E
402 | Grondwater*2 | chloorbenzeen | Headspace GC-MS: WAC/IV/A/016; CMA/3/E
402 | Grondwater*2 | chloroform (trichloormethaan) | Headspace GC-MS: WAC/IV/A/016; CMA/3/E
402 | Grondwater*2 | dibroomchloormethaan | Headspace GC-MS: WAC/IV/A/016; CMA/3/E
402 | Grondwater*2 | dibroommethaan | Headspace GC-MS: WAC/IV/A/016; CMA/3/E
402 | Grondwater*2 | dichloormethaan | Headspace GC-MS: WAC/IV/A/016; CMA/3/E
402 | Grondwater*2 | ethylbenzeen | Headspace GC-MS: WAC/IV/A/016; CMA/3/E
402 | Grondwater*2 | heptaan | Headspace GC-MS: WAC/IV/A/016; CMA/3/E
402 | Grondwater*2 | hexaan | Headspace GC-MS: WAC/IV/A/016; CMA/3/E
402 | Grondwater*2 | hexachloorbutadieen | Headspace GC-MS: WAC/IV/A/016; CMA/3/E
402 | Grondwater*2 | isopropylbenzeen | Headspace GC-MS: WAC/IV/A/016; CMA/3/E
402 | Grondwater*2 | m+p-xyleen | Headspace GC-MS: WAC/IV/A/016; CMA/3/E
402 | Grondwater*2 | methyl tertiair butyl ether | Headspace GC-MS: WAC/IV/A/016; CMA/3/E
402 | Grondwater*2 | naftaleen | Headspace GC-MS: WAC/IV/A/016; CMA/3/E
402 | Grondwater*2 | n-butylbenzeen | Headspace GC-MS: WAC/IV/A/016; CMA/3/E
402 | Grondwater*2 | n-propylbenzeen | Headspace GC-MS: WAC/IV/A/016; CMA/3/E
402 | Grondwater*2 | octaan | Headspace GC-MS: WAC/IV/A/016; CMA/3/E
402 | Grondwater*2 | o-xyleen | Headspace GC-MS: WAC/IV/A/016; CMA/3/E
402 | Grondwater*2 | p-isopropyltolueen | Headspace GC-MS: WAC/IV/A/016; CMA/3/E
402 | Grondwater*2 | sec-butylbenzeen | Headspace GC-MS: WAC/IV/A/016; CMA/3/E
402 | Grondwater*2 | styreen | Headspace GC-MS: WAC/IV/A/016; CMA/3/E
402 | Grondwater*2 | tert-butylbenzeen | Headspace GC-MS: WAC/IV/A/016; CMA/3/E
402 | Grondwater*2 | tetrachloorethyleen | Headspace GC-MS: WAC/IV/A/016; CMA/3/E
402 | Grondwater*2 | tetrachloormethaan | Headspace GC-MS: WAC/IV/A/016; CMA/3/E
402 | Grondwater*2 | THF (tetrahydrofuran) | Headspace GC-MS: WAC/IV/A/016; CMA/3/E
402 | Grondwater*2 | tolueen | Headspace GC-MS: WAC/IV/A/016; CMA/3/E
402 | Grondwater*2 | trichloorethyleen | Headspace GC-MS: WAC/IV/A/016; CMA/3/E
402 | Grondwater*2 | vinylchloride | Headspace GC-MS: WAC/IV/A/016; CMA/3/E
402 | Oppervlaktewater*3 | 1,1,1,2-tetrachloorethaan | Headspace GC-MS: WAC/IV/A/016; CMA/3/E
402 | Oppervlaktewater*3 | 1,1,1-trichloorethaan | Headspace GC-MS: WAC/IV/A/016; CMA/3/E
402 | Oppervlaktewater*3 | 1,1,2,2-tetrachloorethaan | Headspace GC-MS: WAC/IV/A/016; CMA/3/E
402 | Oppervlaktewater*3 | 1,1,2-trichloorethaan | Headspace GC-MS: WAC/IV/A/016; CMA/3/E
402 | Oppervlaktewater*3 | 1,1-dichloorethaan | Headspace GC-MS: WAC/IV/A/016; CMA/3/E
402 | Oppervlaktewater*3 | 1,1-dichlooretheen | Headspace GC-MS: WAC/IV/A/016; CMA/3/E
402 | Oppervlaktewater*3 | 1,1-dichloorpropeen | Headspace GC-MS: WAC/IV/A/016; CMA/3/E
402 | Oppervlaktewater*3 | 1,2,3-trichloorbenzeen | Headspace GC-MS: WAC/IV/A/016; CMA/3/E
402 | Oppervlaktewater*3 | 1,2,3-trichloorpropaan | Headspace GC-MS: WAC/IV/A/016; CMA/3/E
402 | Oppervlaktewater*3 | 1,2,3-trimethylbenzeen | Headspace GC-MS: WAC/IV/A/016; CMA/3/E
402 | Oppervlaktewater*3 | 1,2,4-trichloorbenzeen | Headspace GC-MS: WAC/IV/A/016; CMA/3/E
402 | Oppervlaktewater*3 | 1,2,4-trimethylbenzeen | Headspace GC-MS: WAC/IV/A/016; CMA/3/E
402 | Oppervlaktewater*3 | 1,2-dibroom-3-chloorpropaan | Headspace GC-MS: WAC/IV/A/016; CMA/3/E
402 | Oppervlaktewater*3 | 1,2-dibroomethaan | Headspace GC-MS: WAC/IV/A/016; CMA/3/E
402 | Oppervlaktewater*3 | 1,2-dichloorbenzeen | Headspace GC-MS: WAC/IV/A/016; CMA/3/E
402 | Oppervlaktewater*3 | 1,2-dichloorethaan | Headspace GC-MS: WAC/IV/A/016; CMA/3/E
402 | Oppervlaktewater*3 | 1,2-dichlooretheen (cis) | Headspace GC-MS: WAC/IV/A/016; CMA/3/E
402 | Oppervlaktewater*3 | 1,2-dichlooretheen (trans) | Headspace GC-MS: WAC/IV/A/016; CMA/3/E
402 | Oppervlaktewater*3 | 1,2-dichloorpropaan | Headspace GC-MS: WAC/IV/A/016; CMA/3/E
402 | Oppervlaktewater*3 | 1,3,5-trichloorbenzeen | Headspace GC-MS: WAC/IV/A/016; CMA/3/E
402 | Oppervlaktewater*3 | 1,3,5-trimethylbenzeen | Headspace GC-MS: WAC/IV/A/016; CMA/3/E
402 | Oppervlaktewater*3 | 1,3-dichloorbenzeen | Headspace GC-MS: WAC/IV/A/016; CMA/3/E
402 | Oppervlaktewater*3 | 1,3-dichloorpropaan | Headspace GC-MS: WAC/IV/A/016; CMA/3/E
402 | Oppervlaktewater*3 | 1,3-dichloorpropeen,cis | Headspace GC-MS: WAC/IV/A/016; CMA/3/E
402 | Oppervlaktewater*3 | 1,3-dichloorpropeen,trans | Headspace GC-MS: WAC/IV/A/016; CMA/3/E
402 | Oppervlaktewater*3 | 1,4-dichloorbenzeen | Headspace GC-MS: WAC/IV/A/016; CMA/3/E
402 | Oppervlaktewater*3 | 2,2-dichloorpropaan | Headspace GC-MS: WAC/IV/A/016; CMA/3/E
402 | Oppervlaktewater*3 | 2-chloortolueen | Headspace GC-MS: WAC/IV/A/016; CMA/3/E
402 | Oppervlaktewater*3 | 4-chloortolueen | Headspace GC-MS: WAC/IV/A/016; CMA/3/E
402 | Oppervlaktewater*3 | benzeen | Headspace GC-MS: WAC/IV/A/016; CMA/3/E
402 | Oppervlaktewater*3 | bromochloormethaan | Headspace GC-MS: WAC/IV/A/016; CMA/3/E
402 | Oppervlaktewater*3 | bromoform | Headspace GC-MS: WAC/IV/A/016; CMA/3/E
402 | Oppervlaktewater*3 | broombenzeen | Headspace GC-MS: WAC/IV/A/016; CMA/3/E
402 | Oppervlaktewater*3 | broomdichloormethaan | Headspace GC-MS: WAC/IV/A/016; CMA/3/E
402 | Oppervlaktewater*3 | chloorbenzeen | Headspace GC-MS: WAC/IV/A/016; CMA/3/E
402 | Oppervlaktewater*3 | chloroform (trichloormethaan) | Headspace GC-MS: WAC/IV/A/016; CMA/3/E
402 | Oppervlaktewater*3 | dibroomchloormethaan | Headspace GC-MS: WAC/IV/A/016; CMA/3/E
402 | Oppervlaktewater*3 | dibroommethaan | Headspace GC-MS: WAC/IV/A/016; CMA/3/E
402 | Oppervlaktewater*3 | dichloormethaan | Headspace GC-MS: WAC/IV/A/016; CMA/3/E
402 | Oppervlaktewater*3 | ethylbenzeen | Headspace GC-MS: WAC/IV/A/016; CMA/3/E
402 | Oppervlaktewater*3 | heptaan | Headspace GC-MS: WAC/IV/A/016; CMA/3/E
402 | Oppervlaktewater*3 | hexaan | Headspace GC-MS: WAC/IV/A/016; CMA/3/E
402 | Oppervlaktewater*3 | hexachloorbutadieen | Headspace GC-MS: WAC/IV/A/016; CMA/3/E
402 | Oppervlaktewater*3 | isopropylbenzeen | Headspace GC-MS: WAC/IV/A/016; CMA/3/E
402 | Oppervlaktewater*3 | m+p-xyleen | Headspace GC-MS: WAC/IV/A/016; CMA/3/E
402 | Oppervlaktewater*3 | methyl tertiair butyl ether | Headspace GC-MS: WAC/IV/A/016; CMA/3/E
402 | Oppervlaktewater*3 | naftaleen | Headspace GC-MS: WAC/IV/A/016; CMA/3/E
402 | Oppervlaktewater*3 | n-butylbenzeen | Headspace GC-MS: WAC/IV/A/016; CMA/3/E
402 | Oppervlaktewater*3 | n-propylbenzeen | Headspace GC-MS: WAC/IV/A/016; CMA/3/E
402 | Oppervlaktewater*3 | octaan | Headspace GC-MS: WAC/IV/A/016; CMA/3/E
402 | Oppervlaktewater*3 | o-xyleen | Headspace GC-MS: WAC/IV/A/016; CMA/3/E
402 | Oppervlaktewater*3 | p-isopropyltolueen | Headspace GC-MS: WAC/IV/A/016; CMA/3/E
402 | Oppervlaktewater*3 | sec-butylbenzeen | Headspace GC-MS: WAC/IV/A/016; CMA/3/E
402 | Oppervlaktewater*3 | styreen | Headspace GC-MS: WAC/IV/A/016; CMA/3/E
402 | Oppervlaktewater*3 | tert-butylbenzeen | Headspace GC-MS: WAC/IV/A/016; CMA/3/E
402 | Oppervlaktewater*3 | tetrachloorethyleen | Headspace GC-MS: WAC/IV/A/016; CMA/3/E
402 | Oppervlaktewater*3 | tetrachloormethaan | Headspace GC-MS: WAC/IV/A/016; CMA/3/E
402 | Oppervlaktewater*3 | THF (tetrahydrofuran) | Headspace GC-MS: WAC/IV/A/016; CMA/3/E
402 | Oppervlaktewater*3 | tolueen | Headspace GC-MS: WAC/IV/A/016; CMA/3/E
402 | Oppervlaktewater*3 | trichloorethyleen | Headspace GC-MS: WAC/IV/A/016; CMA/3/E
402 | Oppervlaktewater*3 | vinylchloride | Headspace GC-MS: WAC/IV/A/016; CMA/3/E
405 | Bodem, Waterbodem | 1,1,1-trichloorethaan | Headspace GC-MS: CMA/3/E
405 | Bodem, Waterbodem | 1,1,2-trichloroethaan | Headspace GC-MS: CMA/3/E
405 | Bodem, Waterbodem | 1,1-dichloorethaan | Headspace GC-MS: CMA/3/E
405 | Bodem, Waterbodem | 1,2,3-trichloorbenzeen | Headspace GC-MS: CMA/3/E
405 | Bodem, Waterbodem | 1,2,3-trimethylbenzeen | Headspace GC-MS: CMA/3/E
405 | Bodem, Waterbodem | 1,2,4-trichloorbenzeen | Headspace GC-MS: CMA/3/E
405 | Bodem, Waterbodem | 1,2,4-trimethylbenzeen | Headspace GC-MS: CMA/3/E
405 | Bodem, Waterbodem | 1,2-dichloorbenzeen | Headspace GC-MS: CMA/3/E
405 | Bodem, Waterbodem | 1,2-dichloorethaan | Headspace GC-MS: CMA/3/E
405 | Bodem, Waterbodem | 1,2-dichlooretheen (cis) | Headspace GC-MS: CMA/3/E
405 | Bodem, Waterbodem | 1,2-dichlooretheen (trans) | Headspace GC-MS: CMA/3/E
405 | Bodem, Waterbodem | 1,3,5-trichloorbenzeen | Headspace GC-MS: CMA/3/E
405 | Bodem, Waterbodem | 1,3,5-trimethylbenzeen | Headspace GC-MS: CMA/3/E
405 | Bodem, Waterbodem | 1,3-dichloorbenzeen | Headspace GC-MS: CMA/3/E
405 | Bodem, Waterbodem | 1,4-dichloorbenzeen | Headspace GC-MS: CMA/3/E
405 | Bodem, Waterbodem | benzeen | Headspace GC-MS: CMA/3/E
405 | Bodem, Waterbodem | chloorbenzeen | Headspace GC-MS: CMA/3/E
405 | Bodem, Waterbodem | chloroform (trichloormethaan) | Headspace GC-MS: CMA/3/E
405 | Bodem, Waterbodem | dichloormethaan | Headspace GC-MS: CMA/3/E
405 | Bodem, Waterbodem | ethylbenzeen | Headspace GC-MS: CMA/3/E
405 | Bodem, Waterbodem | heptaan | Headspace GC-MS: CMA/3/E
405 | Bodem, Waterbodem | hexaan | Headspace GC-MS: CMA/3/E
405 | Bodem, Waterbodem | m+p-xyleen | Headspace GC-MS: CMA/3/E
405 | Bodem, Waterbodem | methyl tertiair butyl ether | Headspace GC-MS: CMA/3/E
405 | Bodem, Waterbodem | octaan | Headspace GC-MS: CMA/3/E
405 | Bodem, Waterbodem | o-xyleen | Headspace GC-MS: CMA/3/E
405 | Bodem, Waterbodem | styreen | Headspace GC-MS: CMA/3/E
405 | Bodem, Waterbodem | tetrachlooreteen | Headspace GC-MS: CMA/3/E
405 | Bodem, Waterbodem | tetrachloormethaan (CCl4) | Headspace GC-MS: CMA/3/E
405 | Bodem, Waterbodem | THF (tetrahydrofuran) | Headspace GC-MS: CMA/3/E
405 | Bodem, Waterbodem | tolueen | Headspace GC-MS: CMA/3/E
405 | Bodem, Waterbodem | trichlooretheen | Headspace GC-MS: CMA/3/E
405 | Bodem, Waterbodem | vinylchloride | Headspace GC-MS: CMA/3/E
405 | Bodemverbeterende middelen | benzeen | Headspace GC-MS: CMA/3/S
405 | Bodemverbeterende middelen | ethylbenzeen | Headspace GC-MS: CMA/3/S
405 | Bodemverbeterende middelen | m+p-xyleen | Headspace GC-MS: CMA/3/S
405 | Bodemverbeterende middelen | o-xyleen | Headspace GC-MS: CMA/3/S
405 | Bodemverbeterende middelen | styreen | Headspace GC-MS: CMA/3/S
405 | Bodemverbeterende middelen | tolueen | Headspace GC-MS: CMA/3/S
408 | Bodem, Waterbodem | 2,2',3,4,4',5,5'-heptachloorbifenyl (PCB 180) | CMA/3/I
408 | Bodem, Waterbodem | 2,2',3,4,4',5'-hexachloorbifenyl (PCB 138) | CMA/3/I
408 | Bodem, Waterbodem | 2,2',4,4',5,5'-hexachloorbifenyl (PCB 153) | CMA/3/I
408 | Bodem, Waterbodem | 2,2',4,5,5'-pentachloorbifenyl (PCB 101) | CMA/3/I
408 | Bodem, Waterbodem | 2,2',5,5'-tetrachloorbifenyl (PCB 52) | CMA/3/I
408 | Bodem, Waterbodem | 2,3',4,4',5-pentachloorbifenyl (PCB 118) | CMA/3/I
408 | Bodem, Waterbodem | 2,4,4'-trichloorbifenyl (PCB 28) | CMA/3/I
418 | Diervoeder | K (Kalium) | eigen methode (uitvoering volgens BAM deel 2/04, meting met ICP-AES volgens ISO 11885)
418 | Diervoeder | Ca (Calcium) | eigen methode (uitvoering volgens BAM deel 2/04, meting met ICP-AES volgens ISO 11885)
418 | Diervoeder | Mg (Magnesium) | eigen methode (uitvoering volgens BAM deel 2/04, meting met ICP-AES volgens ISO 11885)
418 | Diervoeder | Na (Natrium) | eigen methode (uitvoering volgens BAM deel 2/04, meting met ICP-AES volgens ISO 11885)
418 | Diervoeder | P (Fosfor) | BAM deel 2/04, meting met ICP-AES volgens ISO 11885
418 | Gewas | Ca (Calcium) | eigen methode (uitvoering volgens BAM deel 2/04, meting met ICP-AES volgens ISO 11885)
418 | Gewas | K (Kalium) | eigen methode (uitvoering volgens BAM deel 2/04, meting met ICP-AES volgens ISO 11885)
418 | Gewas | Mg (Magnesium) | eigen methode (uitvoering volgens BAM deel 2/04, meting met ICP-AES volgens ISO 11885)
418 | Gewas | Na (Natrium) | eigen methode (uitvoering volgens BAM deel 2/04, meting met ICP-AES volgens ISO 11885)
418 | Gewas | P (Fosfor) | eigen methode (uitvoering volgens BAM deel 2/04, meting met ICP-AES volgens ISO 11885)
420 | Drinkwater*4 | AMPA | LC-MS/MS: WAC/IV/A/029
420 | Drinkwater*4 | glyfosaat | LC-MS/MS: WAC/IV/A/029
420 | Grondwater*2 | AMPA | LC-MS/MS: WAC/IV/A/029
420 | Grondwater*2 | glyfosaat | LC-MS/MS: WAC/IV/A/029
420 | Oppervlaktewater*3 | AMPA | LC-MS/MS: WAC/IV/A/029
420 | Oppervlaktewater*3 | glyfosaat | LC-MS/MS: WAC/IV/A/029
444 | Afvalwater*1 | 1,2,3,4-tetrachloorbenzeen | GC-MS/MS: WAC/IV/A/015; CMA/3/I
444 | Afvalwater*1 | 1,2,3-trichloorbenzeen | GC-MS/MS: WAC/IV/A/015; CMA/3/I
444 | Afvalwater*1 | 1,2,4,5-/1,2,3,5-tetrachloorbenzeen | GC-MS/MS: WAC/IV/A/015; CMA/3/I
444 | Afvalwater*1 | 1,2,4-trichloorbenzeen | GC-MS/MS: WAC/IV/A/015; CMA/3/I
444 | Afvalwater*1 | 1,3,5-trichloorbenzeen | GC-MS/MS: WAC/IV/A/015; CMA/3/I
444 | Afvalwater*1 | 1-chloornaftaleen | GC-MS/MS: WAC/IV/A/015; CMA/3/I
444 | Afvalwater*1 | 2,2',3,4,4',5,5'-heptachloorbifenyl (PCB 180) | GC-MS/MS: WAC/IV/A/015; CMA/3/I
444 | Afvalwater*1 | 2,2',3,4,4',5'-hexachloorbifenyl (PCB 138) | GC-MS/MS: WAC/IV/A/015; CMA/3/I
444 | Afvalwater*1 | 2,2',4,4',5,5'-hexachloorbifenyl (PCB 153) | GC-MS/MS: WAC/IV/A/015; CMA/3/I
444 | Afvalwater*1 | 2,2',4,5,5'-pentachloorbifenyl (PCB 101) | GC-MS/MS: WAC/IV/A/015; CMA/3/I
444 | Afvalwater*1 | 2,2',5,5'-tetrachloorbifenyl (PCB 52) | GC-MS/MS: WAC/IV/A/015; CMA/3/I
444 | Afvalwater*1 | 2,3',4,4',5-pentachloorbifenyl (PCB 118) | GC-MS/MS: WAC/IV/A/015; CMA/3/I
444 | Afvalwater*1 | 2,3,5,6-tetrachloronitrobenzeen (tecnazeen) | GC-MS/MS: WAC/IV/A/015; CMA/3/I
444 | Afvalwater*1 | 2,4,4'-trichloorbifenyl (PCB 28) | GC-MS/MS: WAC/IV/A/015; CMA/3/I
444 | Afvalwater*1 | 2-chloornaftaleen | GC-MS/MS: WAC/IV/A/015; CMA/3/I
444 | Afvalwater*1 | aldrin | GC-MS/MS: WAC/IV/A/015; CMA/3/I
444 | Afvalwater*1 | alfa-endosulfan | GC-MS/MS: WAC/IV/A/015; CMA/3/I
444 | Afvalwater*1 | alfa-HCH (hexachloorcyclohexaan) | GC-MS/MS: WAC/IV/A/015; CMA/3/I
444 | Afvalwater*1 | alfa-heptachloorepoxide | GC-MS/MS: WAC/IV/A/015; CMA/3/I
444 | Afvalwater*1 | beta-endosulfan | GC-MS/MS: WAC/IV/A/015; CMA/3/I
444 | Afvalwater*1 | beta-HCH | GC-MS/MS: WAC/IV/A/015; CMA/3/I
444 | Afvalwater*1 | beta-heptachloorepoxide | GC-MS/MS: WAC/IV/A/015; CMA/3/I
444 | Afvalwater*1 | cis-chloordaan | GC-MS/MS: WAC/IV/A/015; CMA/3/I
444 | Afvalwater*1 | delta-HCH | GC-MS/MS: WAC/IV/A/015; CMA/3/I
444 | Afvalwater*1 | dieldrin | GC-MS/MS: WAC/IV/A/015; CMA/3/I
444 | Afvalwater*1 | endosulfansulfaat | GC-MS/MS: WAC/IV/A/015; CMA/3/I
444 | Afvalwater*1 | endrin | GC-MS/MS: WAC/IV/A/015; CMA/3/I
444 | Afvalwater*1 | gamma-HCH (lindaan) | GC-MS/MS: WAC/IV/A/015; CMA/3/I
444 | Afvalwater*1 | heptachloor | GC-MS/MS: WAC/IV/A/015; CMA/3/I
444 | Afvalwater*1 | hexachloorbenzeen | GC-MS/MS: WAC/IV/A/015; CMA/3/I
444 | Afvalwater*1 | hexachloorbutadieen | GC-MS/MS: WAC/IV/A/015; CMA/3/I
444 | Afvalwater*1 | hexachloorethaan | GC-MS/MS: WAC/IV/A/015; CMA/3/I
444 | Afvalwater*1 | isodrin | GC-MS/MS: WAC/IV/A/015; CMA/3/I
444 | Afvalwater*1 | methoxychloor | GC-MS/MS: WAC/IV/A/015; CMA/3/I
444 | Afvalwater*1 | o,p’-DDD | GC-MS/MS: WAC/IV/A/015; CMA/3/I
444 | Afvalwater*1 | o,p’-DDE | GC-MS/MS: WAC/IV/A/015; CMA/3/I
444 | Afvalwater*1 | o,p-DDT | GC-MS/MS: WAC/IV/A/015; CMA/3/I
444 | Afvalwater*1 | p,p’-DDD | GC-MS/MS: WAC/IV/A/015; CMA/3/I
444 | Afvalwater*1 | p,p’-DDE | GC-MS/MS: WAC/IV/A/015; CMA/3/I
444 | Afvalwater*1 | p,p’-DDT | GC-MS/MS: WAC/IV/A/015; CMA/3/I
444 | Afvalwater*1 | pentachloorbenzeen | GC-MS/MS: WAC/IV/A/015; CMA/3/I
444 | Afvalwater*1 | pentachloronitrobenzeen | GC-MS/MS: WAC/IV/A/015; CMA/3/I
444 | Afvalwater*1 | telodrin | GC-MS/MS: WAC/IV/A/015; CMA/3/I
444 | Afvalwater*1 | trans-chloordaan | GC-MS/MS: WAC/IV/A/015; CMA/3/I
444 | Afvalwater*1 | trifluralin | GC-MS/MS: WAC/IV/A/015; CMA/3/I
444 | Drinkwater*4 | 1,2,3,4-tetrachloorbenzeen | GC-MS/MS: WAC/IV/A/015; CMA/3/I
444 | Drinkwater*4 | 1,2,3-trichloorbenzeen | GC-MS/MS: WAC/IV/A/015; CMA/3/I
444 | Drinkwater*4 | 1,2,4,5-/1,2,3,5-tetrachloorbenzeen | GC-MS/MS: WAC/IV/A/015; CMA/3/I
444 | Drinkwater*4 | 1,2,4-trichloorbenzeen | GC-MS/MS: WAC/IV/A/015; CMA/3/I
444 | Drinkwater*4 | 1,3,5-trichloorbenzeen | GC-MS/MS: WAC/IV/A/015; CMA/3/I
444 | Drinkwater*4 | 1-chloornaftaleen | GC-MS/MS: WAC/IV/A/015; CMA/3/I
444 | Drinkwater*4 | 2,2',3,4,4',5,5'-heptachloorbifenyl (PCB 180) | GC-MS/MS: WAC/IV/A/015; CMA/3/I
444 | Drinkwater*4 | 2,2',3,4,4',5'-hexachloorbifenyl (PCB 138) | GC-MS/MS: WAC/IV/A/015; CMA/3/I
444 | Drinkwater*4 | 2,2',4,4',5,5'-hexachloorbifenyl (PCB 153) | GC-MS/MS: WAC/IV/A/015; CMA/3/I
444 | Drinkwater*4 | 2,2',4,5,5'-pentachloorbifenyl (PCB 101) | GC-MS/MS: WAC/IV/A/015; CMA/3/I
444 | Drinkwater*4 | 2,2',5,5'-tetrachloorbifenyl (PCB 52) | GC-MS/MS: WAC/IV/A/015; CMA/3/I
444 | Drinkwater*4 | 2,3',4,4',5-pentachloorbifenyl (PCB 118) | GC-MS/MS: WAC/IV/A/015; CMA/3/I
444 | Drinkwater*4 | 2,3,5,6-tetrachloronitrobenzeen (tecnazeen) | GC-MS/MS: WAC/IV/A/015; CMA/3/I
444 | Drinkwater*4 | 2,4,4'-trichloorbifenyl (PCB 28) | GC-MS/MS: WAC/IV/A/015; CMA/3/I
444 | Drinkwater*4 | 2-chloornaftaleen | GC-MS/MS: WAC/IV/A/015; CMA/3/I
444 | Drinkwater*4 | aldrin | GC-MS/MS: WAC/IV/A/015; CMA/3/I
444 | Drinkwater*4 | alfa-endosulfan | GC-MS/MS: WAC/IV/A/015; CMA/3/I
444 | Drinkwater*4 | alfa-HCH (hexachloorcyclohexaan) | GC-MS/MS: WAC/IV/A/015; CMA/3/I
444 | Drinkwater*4 | alfa-heptachloorepoxide | GC-MS/MS: WAC/IV/A/015; CMA/3/I
444 | Drinkwater*4 | beta-endosulfan | GC-MS/MS: WAC/IV/A/015; CMA/3/I
444 | Drinkwater*4 | beta-HCH | GC-MS/MS: WAC/IV/A/015; CMA/3/I
444 | Drinkwater*4 | beta-heptachloorepoxide | GC-MS/MS: WAC/IV/A/015; CMA/3/I
444 | Drinkwater*4 | cis-chloordaan | GC-MS/MS: WAC/IV/A/015; CMA/3/I
444 | Drinkwater*4 | delta-HCH | GC-MS/MS: WAC/IV/A/015; CMA/3/I
444 | Drinkwater*4 | dieldrin | GC-MS/MS: WAC/IV/A/015; CMA/3/I
444 | Drinkwater*4 | endosulfansulfaat | GC-MS/MS: WAC/IV/A/015; CMA/3/I
444 | Drinkwater*4 | endrin | GC-MS/MS: WAC/IV/A/015; CMA/3/I
444 | Drinkwater*4 | gamma-HCH (lindaan) | GC-MS/MS: WAC/IV/A/015; CMA/3/I
444 | Drinkwater*4 | heptachloor | GC-MS/MS: WAC/IV/A/015; CMA/3/I
444 | Drinkwater*4 | hexachloorbenzeen | GC-MS/MS: WAC/IV/A/015; CMA/3/I
444 | Drinkwater*4 | hexachloorbutadieen | GC-MS/MS: WAC/IV/A/015; CMA/3/I
444 | Drinkwater*4 | hexachloorethaan | GC-MS/MS: WAC/IV/A/015; CMA/3/I
444 | Drinkwater*4 | isodrin | GC-MS/MS: WAC/IV/A/015; CMA/3/I
444 | Drinkwater*4 | methoxychloor | GC-MS/MS: WAC/IV/A/015; CMA/3/I
444 | Drinkwater*4 | o,p’-DDD | GC-MS/MS: WAC/IV/A/015; CMA/3/I
444 | Drinkwater*4 | o,p’-DDE | GC-MS/MS: WAC/IV/A/015; CMA/3/I
444 | Drinkwater*4 | o,p-DDT | GC-MS/MS: WAC/IV/A/015; CMA/3/I
444 | Drinkwater*4 | p,p’-DDD | GC-MS/MS: WAC/IV/A/015; CMA/3/I
444 | Drinkwater*4 | p,p’-DDE | GC-MS/MS: WAC/IV/A/015; CMA/3/I
444 | Drinkwater*4 | p,p’-DDT | GC-MS/MS: WAC/IV/A/015; CMA/3/I
444 | Drinkwater*4 | pentachloorbenzeen | GC-MS/MS: WAC/IV/A/015; CMA/3/I
444 | Drinkwater*4 | pentachloronitrobenzeen | GC-MS/MS: WAC/IV/A/015; CMA/3/I
444 | Drinkwater*4 | telodrin | GC-MS/MS: WAC/IV/A/015; CMA/3/I
444 | Drinkwater*4 | trans-chloordaan | GC-MS/MS: WAC/IV/A/015; CMA/3/I
444 | Drinkwater*4 | trifluralin | GC-MS/MS: WAC/IV/A/015; CMA/3/I
444 | Grondwater*2 | 1,2,3,4-tetrachloorbenzeen | GC-MS/MS: WAC/IV/A/015; CMA/3/I
444 | Grondwater*2 | 1,2,3-trichloorbenzeen | GC-MS/MS: WAC/IV/A/015; CMA/3/I
444 | Grondwater*2 | 1,2,4,5-/1,2,3,5-tetrachloorbenzeen | GC-MS/MS: WAC/IV/A/015; CMA/3/I
444 | Grondwater*2 | 1,2,4-trichloorbenzeen | GC-MS/MS: WAC/IV/A/015; CMA/3/I
444 | Grondwater*2 | 1,3,5-trichloorbenzeen | GC-MS/MS: WAC/IV/A/015; CMA/3/I
444 | Grondwater*2 | 1-chloornaftaleen | GC-MS/MS: WAC/IV/A/015; CMA/3/I
444 | Grondwater*2 | 2,2',3,4,4',5,5'-heptachloorbifenyl (PCB 180) | GC-MS/MS: WAC/IV/A/015; CMA/3/I
444 | Grondwater*2 | 2,2',3,4,4',5'-hexachloorbifenyl (PCB 138) | GC-MS/MS: WAC/IV/A/015; CMA/3/I
444 | Grondwater*2 | 2,2',4,4',5,5'-hexachloorbifenyl (PCB 153) | GC-MS/MS: WAC/IV/A/015; CMA/3/I
444 | Grondwater*2 | 2,2',4,5,5'-pentachloorbifenyl (PCB 101) | GC-MS/MS: WAC/IV/A/015; CMA/3/I
444 | Grondwater*2 | 2,2',5,5'-tetrachloorbifenyl (PCB 52) | GC-MS/MS: WAC/IV/A/015; CMA/3/I
444 | Grondwater*2 | 2,3',4,4',5-pentachloorbifenyl (PCB 118) | GC-MS/MS: WAC/IV/A/015; CMA/3/I
444 | Grondwater*2 | 2,3,5,6-tetrachloronitrobenzeen (tecnazeen) | GC-MS/MS: WAC/IV/A/015; CMA/3/I
444 | Grondwater*2 | 2,4,4'-trichloorbifenyl (PCB 28) | GC-MS/MS: WAC/IV/A/015; CMA/3/I
444 | Grondwater*2 | 2-chloornaftaleen | GC-MS/MS: WAC/IV/A/015; CMA/3/I
444 | Grondwater*2 | aldrin | GC-MS/MS: WAC/IV/A/015; CMA/3/I
444 | Grondwater*2 | alfa-endosulfan | GC-MS/MS: WAC/IV/A/015; CMA/3/I
444 | Grondwater*2 | alfa-HCH (hexachloorcyclohexaan) | GC-MS/MS: WAC/IV/A/015; CMA/3/I
444 | Grondwater*2 | alfa-heptachloorepoxide | GC-MS/MS: WAC/IV/A/015; CMA/3/I
444 | Grondwater*2 | beta-endosulfan | GC-MS/MS: WAC/IV/A/015; CMA/3/I
444 | Grondwater*2 | beta-HCH | GC-MS/MS: WAC/IV/A/015; CMA/3/I
444 | Grondwater*2 | beta-heptachloorepoxide | GC-MS/MS: WAC/IV/A/015; CMA/3/I
444 | Grondwater*2 | cis-chloordaan | GC-MS/MS: WAC/IV/A/015; CMA/3/I
444 | Grondwater*2 | delta-HCH | GC-MS/MS: WAC/IV/A/015; CMA/3/I
444 | Grondwater*2 | dieldrin | GC-MS/MS: WAC/IV/A/015; CMA/3/I
444 | Grondwater*2 | endosulfansulfaat | GC-MS/MS: WAC/IV/A/015; CMA/3/I
444 | Grondwater*2 | endrin | GC-MS/MS: WAC/IV/A/015; CMA/3/I
444 | Grondwater*2 | gamma-HCH (lindaan) | GC-MS/MS: WAC/IV/A/015; CMA/3/I
444 | Grondwater*2 | heptachloor | GC-MS/MS: WAC/IV/A/015; CMA/3/I
444 | Grondwater*2 | hexachloorbenzeen | GC-MS/MS: WAC/IV/A/015; CMA/3/I
444 | Grondwater*2 | hexachloorbutadieen | GC-MS/MS: WAC/IV/A/015; CMA/3/I
444 | Grondwater*2 | hexachloorethaan | GC-MS/MS: WAC/IV/A/015; CMA/3/I
444 | Grondwater*2 | isodrin | GC-MS/MS: WAC/IV/A/015; CMA/3/I
444 | Grondwater*2 | methoxychloor | GC-MS/MS: WAC/IV/A/015; CMA/3/I
444 | Grondwater*2 | o,p’-DDD | GC-MS/MS: WAC/IV/A/015; CMA/3/I
444 | Grondwater*2 | o,p’-DDE | GC-MS/MS: WAC/IV/A/015; CMA/3/I
444 | Grondwater*2 | o,p-DDT | GC-MS/MS: WAC/IV/A/015; CMA/3/I
444 | Grondwater*2 | p,p’-DDD | GC-MS/MS: WAC/IV/A/015; CMA/3/I
444 | Grondwater*2 | p,p’-DDE | GC-MS/MS: WAC/IV/A/015; CMA/3/I
444 | Grondwater*2 | p,p’-DDT | GC-MS/MS: WAC/IV/A/015; CMA/3/I
444 | Grondwater*2 | pentachloorbenzeen | GC-MS/MS: WAC/IV/A/015; CMA/3/I
444 | Grondwater*2 | pentachloronitrobenzeen | GC-MS/MS: WAC/IV/A/015; CMA/3/I
444 | Grondwater*2 | telodrin | GC-MS/MS: WAC/IV/A/015; CMA/3/I
444 | Grondwater*2 | trans-chloordaan | GC-MS/MS: WAC/IV/A/015; CMA/3/I
444 | Grondwater*2 | trifluralin | GC-MS/MS: WAC/IV/A/015; CMA/3/I
444 | Oppervlaktewater*3 | 1,2,3,4-tetrachloorbenzeen | GC-MS/MS: WAC/IV/A/015; CMA/3/I
444 | Oppervlaktewater*3 | 1,2,3-trichloorbenzeen | GC-MS/MS: WAC/IV/A/015; CMA/3/I
444 | Oppervlaktewater*3 | 1,2,4,5-/1,2,3,5-tetrachloorbenzeen | GC-MS/MS: WAC/IV/A/015; CMA/3/I
444 | Oppervlaktewater*3 | 1,2,4-trichloorbenzeen | GC-MS/MS: WAC/IV/A/015; CMA/3/I
444 | Oppervlaktewater*3 | 1,3,5-trichloorbenzeen | GC-MS/MS: WAC/IV/A/015; CMA/3/I
444 | Oppervlaktewater*3 | 1-chloornaftaleen | GC-MS/MS: WAC/IV/A/015; CMA/3/I
444 | Oppervlaktewater*3 | 2,2',3,4,4',5,5'-heptachloorbifenyl (PCB 180) | GC-MS/MS: WAC/IV/A/015; CMA/3/I
444 | Oppervlaktewater*3 | 2,2',3,4,4',5'-hexachloorbifenyl (PCB 138) | GC-MS/MS: WAC/IV/A/015; CMA/3/I
444 | Oppervlaktewater*3 | 2,2',4,4',5,5'-hexachloorbifenyl (PCB 153) | GC-MS/MS: WAC/IV/A/015; CMA/3/I
444 | Oppervlaktewater*3 | 2,2',4,5,5'-pentachloorbifenyl (PCB 101) | GC-MS/MS: WAC/IV/A/015; CMA/3/I
444 | Oppervlaktewater*3 | 2,2',5,5'-tetrachloorbifenyl (PCB 52) | GC-MS/MS: WAC/IV/A/015; CMA/3/I
444 | Oppervlaktewater*3 | 2,3',4,4',5-pentachloorbifenyl (PCB 118) | GC-MS/MS: WAC/IV/A/015; CMA/3/I
444 | Oppervlaktewater*3 | 2,3,5,6-tetrachloronitrobenzeen (tecnazeen) | GC-MS/MS: WAC/IV/A/015; CMA/3/I
444 | Oppervlaktewater*3 | 2,4,4'-trichloorbifenyl (PCB 28) | GC-MS/MS: WAC/IV/A/015; CMA/3/I
444 | Oppervlaktewater*3 | 2-chloornaftaleen | GC-MS/MS: WAC/IV/A/015; CMA/3/I
444 | Oppervlaktewater*3 | aldrin | GC-MS/MS: WAC/IV/A/015; CMA/3/I
444 | Oppervlaktewater*3 | alfa-endosulfan | GC-MS/MS: WAC/IV/A/015; CMA/3/I
444 | Oppervlaktewater*3 | alfa-HCH (hexachloorcyclohexaan) | GC-MS/MS: WAC/IV/A/015; CMA/3/I
444 | Oppervlaktewater*3 | alfa-heptachloorepoxide | GC-MS/MS: WAC/IV/A/015; CMA/3/I
444 | Oppervlaktewater*3 | beta-endosulfan | GC-MS/MS: WAC/IV/A/015; CMA/3/I
444 | Oppervlaktewater*3 | beta-HCH | GC-MS/MS: WAC/IV/A/015; CMA/3/I
444 | Oppervlaktewater*3 | beta-heptachloorepoxide | GC-MS/MS: WAC/IV/A/015; CMA/3/I
444 | Oppervlaktewater*3 | cis-chloordaan | GC-MS/MS: WAC/IV/A/015; CMA/3/I
444 | Oppervlaktewater*3 | delta-HCH | GC-MS/MS: WAC/IV/A/015; CMA/3/I
444 | Oppervlaktewater*3 | dieldrin | GC-MS/MS: WAC/IV/A/015; CMA/3/I
444 | Oppervlaktewater*3 | endosulfansulfaat | GC-MS/MS: WAC/IV/A/015; CMA/3/I
444 | Oppervlaktewater*3 | endrin | GC-MS/MS: WAC/IV/A/015; CMA/3/I
444 | Oppervlaktewater*3 | gamma-HCH (lindaan) | GC-MS/MS: WAC/IV/A/015; CMA/3/I
444 | Oppervlaktewater*3 | heptachloor | GC-MS/MS: WAC/IV/A/015; CMA/3/I
444 | Oppervlaktewater*3 | hexachloorbenzeen | GC-MS/MS: WAC/IV/A/015; CMA/3/I
444 | Oppervlaktewater*3 | hexachloorbutadieen | GC-MS/MS: WAC/IV/A/015; CMA/3/I
444 | Oppervlaktewater*3 | hexachloorethaan | GC-MS/MS: WAC/IV/A/015; CMA/3/I
444 | Oppervlaktewater*3 | isodrin | GC-MS/MS: WAC/IV/A/015; CMA/3/I
444 | Oppervlaktewater*3 | methoxychloor | GC-MS/MS: WAC/IV/A/015; CMA/3/I
444 | Oppervlaktewater*3 | o,p’-DDD | GC-MS/MS: WAC/IV/A/015; CMA/3/I
444 | Oppervlaktewater*3 | o,p’-DDE | GC-MS/MS: WAC/IV/A/015; CMA/3/I
444 | Oppervlaktewater*3 | o,p-DDT | GC-MS/MS: WAC/IV/A/015; CMA/3/I
444 | Oppervlaktewater*3 | p,p’-DDD | GC-MS/MS: WAC/IV/A/015; CMA/3/I
444 | Oppervlaktewater*3 | p,p’-DDE | GC-MS/MS: WAC/IV/A/015; CMA/3/I
444 | Oppervlaktewater*3 | p,p’-DDT | GC-MS/MS: WAC/IV/A/015; CMA/3/I
444 | Oppervlaktewater*3 | pentachloorbenzeen | GC-MS/MS: WAC/IV/A/015; CMA/3/I
444 | Oppervlaktewater*3 | pentachloronitrobenzeen | GC-MS/MS: WAC/IV/A/015; CMA/3/I
444 | Oppervlaktewater*3 | telodrin | GC-MS/MS: WAC/IV/A/015; CMA/3/I
444 | Oppervlaktewater*3 | trans-chloordaan | GC-MS/MS: WAC/IV/A/015; CMA/3/I
444 | Oppervlaktewater*3 | trifluralin | GC-MS/MS: WAC/IV/A/015; CMA/3/I
444 | Afvalwater*1 | o, p'-dicofol | GC-MS/MS: WAC/IV/A/015; CMA/3/I
444 | Afvalwater*1 | p, p'-dicofol | GC-MS/MS: WAC/IV/A/015; CMA/3/I
444 | Drinkwater*4 | o, p'-dicofol | GC-MS/MS: WAC/IV/A/015; CMA/3/I
444 | Drinkwater*4 | p, p'-dicofol | GC-MS/MS: WAC/IV/A/015; CMA/3/I
444 | Grondwater*2 | o, p'-dicofol | GC-MS/MS: WAC/IV/A/015; CMA/3/I
444 | Grondwater*2 | p, p'-dicofol | GC-MS/MS: WAC/IV/A/015; CMA/3/I
444 | Oppervlaktewater*3 | o, p'-dicofol | GC-MS/MS: WAC/IV/A/015; CMA/3/I
444 | Oppervlaktewater*3 | p, p'-dicofol | GC-MS/MS: WAC/IV/A/015; CMA/3/I
449 | Waterbodem | alfa-Hexachloorcyclohexaan | GC-MS/MS: CMA/3/Y
449 | Waterbodem | p,p'-DDT | GC-MS/MS; CMA/3/Y
449 | Waterbodem | o,p'-DDE | GC-MS/MS: CMA/3/Y
449 | Waterbodem | Dieldrin | GC-MS/MS: CMA/3/Y
449 | Waterbodem | p,p'-DDE | GC-MS/MS: CMA/3/Y
449 | Waterbodem | p,p'-DDD | GC-MS/MS: CMA/3/Y
449 | Waterbodem | alfa-Endosulfan | GC-MS/MS; CMA/3/Y
449 | Waterbodem | trans-Chloordaan | GC-MS/MS: CMA/3/Y
449 | Waterbodem | beta-Hexachloorcyclohexaan | GC-MS/MS: CMA/3/Y
449 | Waterbodem | cis-Chloordaan | GC-MS/MS: CMA/3/Y
449 | Waterbodem | o,p'-DDD | GC-MS/MS: CMA/3/Y
449 | Waterbodem | o,p'-DDT | GC-MS/MS: CMA/3/Y
449 | Waterbodem | Aldrin | GC-MS/MS: CMA/3/Y
449 | Waterbodem | beta-Endosulfan | GC-MS/MS: CMA/3/Y
449 | Waterbodem | gamma-Hexachloorcyclohexaan (Lindaan) | GC-MS/MS: CMA/3/Y
449 | Waterbodem | Endosulfansulfaat | GC-MS/MS; CMA/3/Y
488 | Afvalwater*1 | Ag (zilver) | Ontsluiting met HNO3/HCl: ISO 15587-1; WAC/III/B/002; CMA/2/I/A.6.1 Meting met ICP-MS: ISO 17294; WAC/III/B/011; CMA/2/I/B.5
488 | Afvalwater*1 | Hg (kwik) | Ontsluiting met HNO3/HCl: ISO 15587-1; WAC/III/B/002; CMA/2/I/A.6.1 Meting met ICP-MS: ISO 17294; WAC/III/B/011; CMA/2/I/B.5
488 | Afvalwater*1 | Sb (Antimoon) | Ontsluiting met HNO3/HCl: ISO 15587-1; WAC/III/B/002; CMA/2/I/A.6.1 Meting met ICP-MS: ISO 17294; WAC/III/B/011; CMA/2/I/B.5
488 | Afvalwater*1 | Se (Seleen) | Ontsluiting met HNO3/HCl: ISO 15587-1; WAC/III/B/002; CMA/2/I/A.6.1 Meting met ICP-MS: ISO 17294; WAC/III/B/011; CMA/2/I/B.5
488 | Afvalwater*1 | Co (Cobalt) | Ontsluiting met HNO3/HCl: ISO 15587-1; WAC/III/B/002; CMA/2/I/A.6.1 Meting met ICP-MS: ISO 17294; WAC/III/B/011; CMA/2/I/B.5
488 | Afvalwater*1 | La (Lanthaan) | Ontsluiting met HNO3/HCl: ISO 15587-1; WAC/III/B/002; CMA/2/I/A.6.1 Meting met ICP-MS: ISO 17294; WAC/III/B/011; CMA/2/I/B.5
488 | Afvalwater*1 | As (Arseen) | Ontsluiting met HNO3: ISO 15587-2; WAC/III/B/001; CMA/2/I/A.6.3; Meting met ICP-MS: ISO 17294; WAC/III/B/011; CMA/2/I/B.5
488 | Afvalwater*1 | Ba (Barium) | Ontsluiting met HNO3/HCl: ISO 15587-1; WAC/III/B/002; CMA/2/I/A.6.1 Meting met ICP-MS: ISO 17294; WAC/III/B/011; CMA/2/I/B.5
488 | Afvalwater*1 | Cd (Cadmium) | Ontsluiting met HNO3: ISO 15587-2; WAC/III/B/001; CMA/2/I/A.6.3; Meting met ICP-MS: ISO 17294; WAC/III/B/011; CMA/2/I/B.5
488 | Afvalwater*1 | Cr (Chroom) | Ontsluiting met HNO3/HCl: ISO 15587-1; WAC/III/B/002; CMA/2/I/A.6.1 Meting met ICP-MS: ISO 17294; WAC/III/B/011; CMA/2/I/B.5
488 | Afvalwater*1 | Cu (Koper) | Ontsluiting met HNO3: ISO 15587-2; WAC/III/B/001; CMA/2/I/A.6.3; Meting met ICP-MS: ISO 17294; WAC/III/B/011; CMA/2/I/B.5
488 | Afvalwater*1 | Ni (Nikkel) | Ontsluiting met HNO3: ISO 15587-2; WAC/III/B/001; CMA/2/I/A.6.3; Meting met ICP-MS: ISO 17294; WAC/III/B/011; CMA/2/I/B.5
488 | Afvalwater*1 | P (Fosfor) | Ontsluiting met HNO3: ISO 15587-2; WAC/III/B/001; CMA/2/I/A.6.3; Meting met ICP-MS: ISO 17294; WAC/III/B/011; CMA/2/I/B.5
488 | Afvalwater*1 | Pb (Lood) | Ontsluiting met HNO3: ISO 15587-2; WAC/III/B/001; CMA/2/I/A.6.3; Meting met ICP-MS: ISO 17294; WAC/III/B/011; CMA/2/I/B.5
488 | Afvalwater*1 | Zn (Zink) | Ontsluiting met HNO3: ISO 15587-2; WAC/III/B/001; CMA/2/I/A.6.3; Meting met ICP-MS: ISO 17294; WAC/III/B/011; CMA/2/I/B.5
488 | Afvalwater*1 | B (Boor) | Ontsluiting met HNO3/HCl: ISO 15587-1; WAC/III/B/002; CMA/2/I/A.6.1 Meting met ICP-MS: ISO 17294; WAC/III/B/011; CMA/2/I/B.5
488 | Afvalwater*1 | Be (Beryllium) | Ontsluiting met HNO3/HCl: ISO 15587-1; WAC/III/B/002; CMA/2/I/A.6.1 Meting met ICP-MS: ISO 17294; WAC/III/B/011; CMA/2/I/B.5
488 | Afvalwater*1 | Ce (Cerium) | Ontsluiting met HNO3/HCl: ISO 15587-1; WAC/III/B/002; CMA/2/I/A.6.1 Meting met ICP-MS: ISO 17294; WAC/III/B/011; CMA/2/I/B.5
488 | Afvalwater*1 | Mo (Molybdeen) | Ontsluiting met HNO3/HCl: ISO 15587-1; WAC/III/B/002; CMA/2/I/A.6.1 Meting met ICP-MS: ISO 17294; WAC/III/B/011; CMA/2/I/B.5
488 | Afvalwater*1 | Sn (Tin) | Ontsluiting met HNO3/HCl: ISO 15587-1; WAC/III/B/002; CMA/2/I/A.6.1 Meting met ICP-MS: ISO 17294; WAC/III/B/011; CMA/2/I/B.5
488 | Afvalwater*1 | Te (Tellurium) | Ontsluiting met HNO3/HCl: ISO 15587-1; WAC/III/B/002; CMA/2/I/A.6.1 Meting met ICP-MS: ISO 17294; WAC/III/B/011; CMA/2/I/B.5
488 | Afvalwater*1 | Ti (Titanium) | Ontsluiting met HNO3/HCl: ISO 15587-1; WAC/III/B/002; CMA/2/I/A.6.1 Meting met ICP-MS: ISO 17294; WAC/III/B/011; CMA/2/I/B.5
488 | Afvalwater*1 | Tl (Thallium) | Ontsluiting met HNO3/HCl: ISO 15587-1; WAC/III/B/002; CMA/2/I/A.6.1 Meting met ICP-MS: ISO 17294; WAC/III/B/011; CMA/2/I/B.5
488 | Afvalwater*1 | U (Uranium) | Ontsluiting met HNO3/HCl: ISO 15587-1; WAC/III/B/002; CMA/2/I/A.6.1 Meting met ICP-MS: ISO 17294; WAC/III/B/011; CMA/2/I/B.5
488 | Afvalwater*1 | V (Vanadium) | Ontsluiting met HNO3/HCl: ISO 15587-1; WAC/III/B/002; CMA/2/I/A.6.1 Meting met ICP-MS: ISO 17294; WAC/III/B/011; CMA/2/I/B.5
488 | Afvalwater*1 | Sr (Strontium) | Ontsluiting met HNO3/HCl: ISO 15587-1; WAC/III/B/002; CMA/2/I/A.6.1 Meting met ICP-MS: ISO 17294; WAC/III/B/011; CMA/2/I/B.5
488 | Afvalwater*1 | Na (Natrium) | Ontsluiting met HNO3/HCl: ISO 15587-1; WAC/III/B/002; CMA/2/I/A.6.1 Meting met ICP-MS: ISO 17294; WAC/III/B/011; CMA/2/I/B.5
488 | Afvalwater*1 | K (Kalium) | Ontsluiting met HNO3/HCl: ISO 15587-1; WAC/III/B/002; CMA/2/I/A.6.1 Meting met ICP-MS: ISO 17294; WAC/III/B/011; CMA/2/I/B.5
488 | Afvalwater*1 | Ca (Calcium) | Ontsluiting met HNO3/HCl: ISO 15587-1; WAC/III/B/002; CMA/2/I/A.6.1 Meting met ICP-MS: ISO 17294; WAC/III/B/011; CMA/2/I/B.5
488 | Afvalwater*1 | Mg (Magnesium) | Ontsluiting met HNO3/HCl: ISO 15587-1; WAC/III/B/002; CMA/2/I/A.6.1 Meting met ICP-MS: ISO 17294; WAC/III/B/011; CMA/2/I/B.5
488 | Afvalwater*1 | Al (Aluminium) | Ontsluiting met HNO3/HCl: ISO 15587-1; WAC/III/B/002; CMA/2/I/A.6.1 Meting met ICP-MS: ISO 17294; WAC/III/B/011; CMA/2/I/B.5
488 | Afvalwater*1 | Mangaan (Mn) | Ontsluiting met HNO3/HCl: ISO 15587-1; WAC/III/B/002; CMA/2/I/A.6.1 Meting met ICP-MS: ISO 17294; WAC/III/B/011; CMA/2/I/B.5
488 | Afvalwater*1 | Fe (Ijzer) | Ontsluiting met HNO3/HCl: ISO 15587-1; WAC/III/B/002; CMA/2/I/A.6.1 Meting met ICP-MS: ISO 17294; WAC/III/B/011; CMA/2/I/B.5
488 | Drinkwater*4 | Ag (zilver) | Meting met ICP-MS: ISO 17294; WAC/III/B/011; CMA/2/I/B.5
488 | Drinkwater*4 | As (Arseen) | Meting met ICP-MS: ISO 17294; WAC/III/B/011; CMA/2/I/B.5
488 | Drinkwater*4 | B (Boor) | Meting met ICP-MS: ISO 17294; WAC/III/B/011; CMA/2/I/B.5
488 | Drinkwater*4 | Ba (Barium) | Meting met ICP-MS: ISO 17294; WAC/III/B/011; CMA/2/I/B.5
488 | Drinkwater*4 | Cd (Cadmium) | Meting met ICP-MS: ISO 17294; WAC/III/B/011; CMA/2/I/B.5
488 | Drinkwater*4 | Co (Cobalt) | Meting met ICP-MS: ISO 17294; WAC/III/B/011; CMA/2/I/B.5
488 | Drinkwater*4 | Cr (Chroom) | Meting met ICP-MS: ISO 17294; WAC/III/B/011; CMA/2/I/B.5
488 | Drinkwater*4 | Cu (Koper) | Meting met ICP-MS: ISO 17294; WAC/III/B/011; CMA/2/I/B.5
488 | Drinkwater*4 | Ni (Nikkel) | Meting met ICP-MS: ISO 17294; WAC/III/B/011; CMA/2/I/B.5
488 | Drinkwater*4 | P (Fosfor) | Meting met ICP-MS: ISO 17294; WAC/III/B/011; CMA/2/I/B.5
488 | Drinkwater*4 | Pb (Lood) | Meting met ICP-MS: ISO 17294; WAC/III/B/011; CMA/2/I/B.5
488 | Drinkwater*4 | Sb (Antimoon) | Meting met ICP-MS: ISO 17294; WAC/III/B/011; CMA/2/I/B.5
488 | Drinkwater*4 | Se (Seleen) | Meting met ICP-MS: ISO 17294; WAC/III/B/011; CMA/2/I/B.5
488 | Drinkwater*4 | Zn (Zink) | Meting met ICP-MS: ISO 17294; WAC/III/B/011; CMA/2/I/B.5
488 | Drinkwater*4 | Hg (kwik) | Meting met ICP-MS: ISO 17294; WAC/III/B/011; CMA/2/I/B.5
488 | Drinkwater*4 | Be (Beryllium) | Meting met ICP-MS: ISO 17294; WAC/III/B/011; CMA/2/I/B.5
488 | Drinkwater*4 | Ce (Cerium) | Meting met ICP-MS: ISO 17294; WAC/III/B/011; CMA/2/I/B.5
488 | Drinkwater*4 | La (Lanthaan) | Meting met ICP-MS: ISO 17294; WAC/III/B/011; CMA/2/I/B.5
488 | Drinkwater*4 | Mo (Molybdeen) | Meting met ICP-MS: ISO 17294; WAC/III/B/011; CMA/2/I/B.5
488 | Drinkwater*4 | Sn (Tin) | Meting met ICP-MS: ISO 17294; WAC/III/B/011; CMA/2/I/B.5
488 | Drinkwater*4 | Te (Tellurium) | Meting met ICP-MS: ISO 17294; WAC/III/B/011; CMA/2/I/B.5
488 | Drinkwater*4 | Ti (Titanium) | Meting met ICP-MS: ISO 17294; WAC/III/B/011; CMA/2/I/B.5
488 | Drinkwater*4 | Tl (Thallium) | Meting met ICP-MS: ISO 17294; WAC/III/B/011; CMA/2/I/B.5
488 | Drinkwater*4 | U (Uranium) | Meting met ICP-MS: ISO 17294; WAC/III/B/011; CMA/2/I/B.5
488 | Drinkwater*4 | V (Vanadium) | Meting met ICP-MS: ISO 17294; WAC/III/B/011; CMA/2/I/B.5
488 | Drinkwater*4 | Sr (Strontium) | Meting met ICP-MS: ISO 17294; WAC/III/B/011; CMA/2/I/B.5
488 | Drinkwater*4 | Na (Natrium) | Meting met ICP-MS: ISO 17294; WAC/III/B/011; CMA/2/I/B.5
488 | Drinkwater*4 | K (Kalium) | Meting met ICP-MS: ISO 17294; WAC/III/B/011; CMA/2/I/B.5
488 | Drinkwater*4 | Ca (Calcium) | Meting met ICP-MS: ISO 17294; WAC/III/B/011; CMA/2/I/B.5
488 | Drinkwater*4 | Mg (Magnesium) | Meting met ICP-MS: ISO 17294; WAC/III/B/011; CMA/2/I/B.5
488 | Drinkwater*4 | Al (Aluminium) | Meting met ICP-MS: ISO 17294; WAC/III/B/011; CMA/2/I/B.5
488 | Drinkwater*4 | Mangaan (Mn) | Meting met ICP-MS: ISO 17294; WAC/III/B/011; CMA/2/I/B.5
488 | Drinkwater*4 | Fe (Ijzer) | Meting met ICP-MS: ISO 17294; WAC/III/B/011; CMA/2/I/B.5
488 | Grondwater*2 | Ag (zilver) | Meting met ICP-MS: ISO 17294; WAC/III/B/011; CMA/2/I/B.5
488 | Grondwater*2 | As (Arseen) | Meting met ICP-MS: ISO 17294; WAC/III/B/011; CMA/2/I/B.5
488 | Grondwater*2 | B (Boor) | Meting met ICP-MS: ISO 17294; WAC/III/B/011; CMA/2/I/B.5
488 | Grondwater*2 | Ba (Barium) | Meting met ICP-MS: ISO 17294; WAC/III/B/011; CMA/2/I/B.5
488 | Grondwater*2 | Cd (Cadmium) | Meting met ICP-MS: ISO 17294; WAC/III/B/011; CMA/2/I/B.5
488 | Grondwater*2 | Co (Cobalt) | Meting met ICP-MS: ISO 17294; WAC/III/B/011; CMA/2/I/B.5
488 | Grondwater*2 | Cr (Chroom) | Meting met ICP-MS: ISO 17294; WAC/III/B/011; CMA/2/I/B.5
488 | Grondwater*2 | Cu (Koper) | Meting met ICP-MS: ISO 17294; WAC/III/B/011; CMA/2/I/B.5
488 | Grondwater*2 | Ni (Nikkel) | Meting met ICP-MS: ISO 17294; WAC/III/B/011; CMA/2/I/B.5
488 | Grondwater*2 | P (Fosfor) | Meting met ICP-MS: ISO 17294; WAC/III/B/011; CMA/2/I/B.5
488 | Grondwater*2 | Pb (Lood) | Meting met ICP-MS: ISO 17294; WAC/III/B/011; CMA/2/I/B.5
488 | Grondwater*2 | Sb (Antimoon) | Meting met ICP-MS: ISO 17294; WAC/III/B/011; CMA/2/I/B.5
488 | Grondwater*2 | Se (Seleen) | Meting met ICP-MS: ISO 17294; WAC/III/B/011; CMA/2/I/B.5
488 | Grondwater*2 | Zn (Zink) | Meting met ICP-MS: ISO 17294; WAC/III/B/011; CMA/2/I/B.5
488 | Grondwater*2 | Be (Beryllium) | Meting met ICP-MS: ISO 17294; WAC/III/B/011; CMA/2/I/B.5
488 | Grondwater*2 | Ce (Cerium) | Meting met ICP-MS: ISO 17294; WAC/III/B/011; CMA/2/I/B.5
488 | Grondwater*2 | La (Lanthaan) | Meting met ICP-MS: ISO 17294; WAC/III/B/011; CMA/2/I/B.5
488 | Grondwater*2 | Mo (Molybdeen) | Meting met ICP-MS: ISO 17294; WAC/III/B/011; CMA/2/I/B.5
488 | Grondwater*2 | Sn (Tin) | Meting met ICP-MS: ISO 17294; WAC/III/B/011; CMA/2/I/B.5
488 | Grondwater*2 | Te (Tellurium) | Meting met ICP-MS: ISO 17294; WAC/III/B/011; CMA/2/I/B.5
488 | Grondwater*2 | Ti (Titanium) | Meting met ICP-MS: ISO 17294; WAC/III/B/011; CMA/2/I/B.5
488 | Grondwater*2 | Tl (Thallium) | Meting met ICP-MS: ISO 17294; WAC/III/B/011; CMA/2/I/B.5
488 | Grondwater*2 | U (Uranium) | Meting met ICP-MS: ISO 17294; WAC/III/B/011; CMA/2/I/B.5
488 | Grondwater*2 | V (Vanadium) | Meting met ICP-MS: ISO 17294; WAC/III/B/011; CMA/2/I/B.5
488 | Grondwater*2 | Hg (kwik) | Meting met ICP-MS: ISO 17294; WAC/III/B/011; CMA/2/I/B.5
488 | Grondwater*2 | Sr (Strontium) | Meting met ICP-MS: ISO 17294; WAC/III/B/011; CMA/2/I/B.5
488 | Grondwater*2 | Na (Natrium) | Meting met ICP-MS: ISO 17294; WAC/III/B/011; CMA/2/I/B.5
488 | Grondwater*2 | K (Kalium) | Meting met ICP-MS: ISO 17294; WAC/III/B/011; CMA/2/I/B.5
488 | Grondwater*2 | Ca (Calcium) | Meting met ICP-MS: ISO 17294; WAC/III/B/011; CMA/2/I/B.5
488 | Grondwater*2 | Mg (Magnesium) | Meting met ICP-MS: ISO 17294; WAC/III/B/011; CMA/2/I/B.5
488 | Grondwater*2 | Al (Aluminium) | Meting met ICP-MS: ISO 17294; WAC/III/B/011; CMA/2/I/B.5
488 | Grondwater*2 | Mangaan (Mn) | Meting met ICP-MS: ISO 17294; WAC/III/B/011; CMA/2/I/B.5
488 | Grondwater*2 | Fe (Ijzer) | Meting met ICP-MS: ISO 17294; WAC/III/B/011; CMA/2/I/B.5
488 | Oppervlaktewater*3 | Ag (zilver) | Ontsluiting met HNO3/HCl: ISO 15587-1; WAC/III/B/002; CMA/2/I/A.6.1 Meting met ICP-MS: ISO 17294; WAC/III/B/011; CMA/2/I/B.5
488 | Oppervlaktewater*3 | Hg (kwik) | Ontsluiting met HNO3/HCl: ISO 15587-1; WAC/III/B/002; CMA/2/I/A.6.1 Meting met ICP-MS: ISO 17294; WAC/III/B/011; CMA/2/I/B.5
488 | Oppervlaktewater*3 | Sb (Antimoon) | Ontsluiting met HNO3/HCl: ISO 15587-1; WAC/III/B/002; CMA/2/I/A.6.1 Meting met ICP-MS: ISO 17294; WAC/III/B/011; CMA/2/I/B.5
488 | Oppervlaktewater*3 | Se (Seleen) | Ontsluiting met HNO3/HCl: ISO 15587-1; WAC/III/B/002; CMA/2/I/A.6.1 Meting met ICP-MS: ISO 17294; WAC/III/B/011; CMA/2/I/B.5
488 | Oppervlaktewater*3 | Co (Cobalt) | Ontsluiting met HNO3/HCl: ISO 15587-1; WAC/III/B/002; CMA/2/I/A.6.1 Meting met ICP-MS: ISO 17294; WAC/III/B/011; CMA/2/I/B.5
488 | Oppervlaktewater*3 | La (Lanthaan) | Ontsluiting met HNO3/HCl: ISO 15587-1; WAC/III/B/002; CMA/2/I/A.6.1 Meting met ICP-MS: ISO 17294; WAC/III/B/011; CMA/2/I/B.5
488 | Oppervlaktewater*3 | As (Arseen) | Ontsluiting met HNO3: ISO 15587-2; WAC/III/B/001; CMA/2/I/A.6.3; Meting met ICP-MS: ISO 17294; WAC/III/B/011; CMA/2/I/B.5
488 | Oppervlaktewater*3 | Ba (Barium) | Ontsluiting met HNO3/HCl: ISO 15587-1; WAC/III/B/002; CMA/2/I/A.6.1 Meting met ICP-MS: ISO 17294; WAC/III/B/011; CMA/2/I/B.5
488 | Oppervlaktewater*3 | Cd (Cadmium) | Ontsluiting met HNO3: ISO 15587-2; WAC/III/B/001; CMA/2/I/A.6.3; Meting met ICP-MS: ISO 17294; WAC/III/B/011; CMA/2/I/B.5
488 | Oppervlaktewater*3 | Cr (Chroom) | Ontsluiting met HNO3/HCl: ISO 15587-1; WAC/III/B/002; CMA/2/I/A.6.1 Meting met ICP-MS: ISO 17294; WAC/III/B/011; CMA/2/I/B.5
488 | Oppervlaktewater*3 | Cu (Koper) | Ontsluiting met HNO3: ISO 15587-2; WAC/III/B/001; CMA/2/I/A.6.3; Meting met ICP-MS: ISO 17294; WAC/III/B/011; CMA/2/I/B.5
488 | Oppervlaktewater*3 | Ni (Nikkel) | Ontsluiting met HNO3: ISO 15587-2; WAC/III/B/001; CMA/2/I/A.6.3; Meting met ICP-MS: ISO 17294; WAC/III/B/011; CMA/2/I/B.5
488 | Oppervlaktewater*3 | P (Fosfor) | Ontsluiting met HNO3: ISO 15587-2; WAC/III/B/001; CMA/2/I/A.6.3; Meting met ICP-MS: ISO 17294; WAC/III/B/011; CMA/2/I/B.5
488 | Oppervlaktewater*3 | Pb (Lood) | Ontsluiting met HNO3: ISO 15587-2; WAC/III/B/001; CMA/2/I/A.6.3; Meting met ICP-MS: ISO 17294; WAC/III/B/011; CMA/2/I/B.5
488 | Oppervlaktewater*3 | Zn (Zink) | Ontsluiting met HNO3: ISO 15587-2; WAC/III/B/001; CMA/2/I/A.6.3; Meting met ICP-MS: ISO 17294; WAC/III/B/011; CMA/2/I/B.5
488 | Oppervlaktewater*3 | B (Boor) | Ontsluiting met HNO3/HCl: ISO 15587-1; WAC/III/B/002; CMA/2/I/A.6.1 Meting met ICP-MS: ISO 17294; WAC/III/B/011; CMA/2/I/B.5
488 | Oppervlaktewater*3 | Be (Beryllium) | Ontsluiting met HNO3/HCl: ISO 15587-1; WAC/III/B/002; CMA/2/I/A.6.1 Meting met ICP-MS: ISO 17294; WAC/III/B/011; CMA/2/I/B.5
488 | Oppervlaktewater*3 | Ce (Cerium) | Ontsluiting met HNO3/HCl: ISO 15587-1; WAC/III/B/002; CMA/2/I/A.6.1 Meting met ICP-MS: ISO 17294; WAC/III/B/011; CMA/2/I/B.5
488 | Oppervlaktewater*3 | Mo (Molybdeen) | Ontsluiting met HNO3/HCl: ISO 15587-1; WAC/III/B/002; CMA/2/I/A.6.1 Meting met ICP-MS: ISO 17294; WAC/III/B/011; CMA/2/I/B.5
488 | Oppervlaktewater*3 | Sn (Tin) | Ontsluiting met HNO3/HCl: ISO 15587-1; WAC/III/B/002; CMA/2/I/A.6.1 Meting met ICP-MS: ISO 17294; WAC/III/B/011; CMA/2/I/B.5
488 | Oppervlaktewater*3 | Te (Tellurium) | Ontsluiting met HNO3/HCl: ISO 15587-1; WAC/III/B/002; CMA/2/I/A.6.1 Meting met ICP-MS: ISO 17294; WAC/III/B/011; CMA/2/I/B.5
488 | Oppervlaktewater*3 | Ti (Titanium) | Ontsluiting met HNO3/HCl: ISO 15587-1; WAC/III/B/002; CMA/2/I/A.6.1 Meting met ICP-MS: ISO 17294; WAC/III/B/011; CMA/2/I/B.5
488 | Oppervlaktewater*3 | Tl (Thallium) | Ontsluiting met HNO3/HCl: ISO 15587-1; WAC/III/B/002; CMA/2/I/A.6.1 Meting met ICP-MS: ISO 17294; WAC/III/B/011; CMA/2/I/B.5
488 | Oppervlaktewater*3 | U (Uranium) | Ontsluiting met HNO3/HCl: ISO 15587-1; WAC/III/B/002; CMA/2/I/A.6.1 Meting met ICP-MS: ISO 17294; WAC/III/B/011; CMA/2/I/B.5
488 | Oppervlaktewater*3 | V (Vanadium) | Ontsluiting met HNO3/HCl: ISO 15587-1; WAC/III/B/002; CMA/2/I/A.6.1 Meting met ICP-MS: ISO 17294; WAC/III/B/011; CMA/2/I/B.5
488 | Oppervlaktewater*3 | Sr (Strontium) | Ontsluiting met HNO3/HCl: ISO 15587-1; WAC/III/B/002; CMA/2/I/A.6.1 Meting met ICP-MS: ISO 17294; WAC/III/B/011; CMA/2/I/B.5
488 | Oppervlaktewater*3 | Na (Natrium) | Ontsluiting met HNO3/HCl: ISO 15587-1; WAC/III/B/002; CMA/2/I/A.6.1 Meting met ICP-MS: ISO 17294; WAC/III/B/011; CMA/2/I/B.5
488 | Oppervlaktewater*3 | K (Kalium) | Ontsluiting met HNO3/HCl: ISO 15587-1; WAC/III/B/002; CMA/2/I/A.6.1 Meting met ICP-MS: ISO 17294; WAC/III/B/011; CMA/2/I/B.5
488 | Oppervlaktewater*3 | Ca (Calcium) | Ontsluiting met HNO3/HCl: ISO 15587-1; WAC/III/B/002; CMA/2/I/A.6.1 Meting met ICP-MS: ISO 17294; WAC/III/B/011; CMA/2/I/B.5
488 | Oppervlaktewater*3 | Mg (Magnesium) | Ontsluiting met HNO3/HCl: ISO 15587-1; WAC/III/B/002; CMA/2/I/A.6.1 Meting met ICP-MS: ISO 17294; WAC/III/B/011; CMA/2/I/B.5
488 | Oppervlaktewater*3 | Al (Aluminium) | Ontsluiting met HNO3/HCl: ISO 15587-1; WAC/III/B/002; CMA/2/I/A.6.1 Meting met ICP-MS: ISO 17294; WAC/III/B/011; CMA/2/I/B.5
488 | Oppervlaktewater*3 | Mangaan (Mn) | Ontsluiting met HNO3/HCl: ISO 15587-1; WAC/III/B/002; CMA/2/I/A.6.1 Meting met ICP-MS: ISO 17294; WAC/III/B/011; CMA/2/I/B.5
488 | Oppervlaktewater*3 | Fe (Ijzer) | Ontsluiting met HNO3/HCl: ISO 15587-1; WAC/III/B/002; CMA/2/I/A.6.1 Meting met ICP-MS: ISO 17294; WAC/III/B/011; CMA/2/I/B.5
497 | Afvalwater*1 | 2,4,5-T | LC-MS/MS: WAC/IV/A/027
497 | Afvalwater*1 | 2,4-D | LC-MS/MS: WAC/IV/A/027
497 | Afvalwater*1 | 2,4-DB | LC-MS/MS: WAC/IV/A/027
497 | Afvalwater*1 | alachlor | LC-MS/MS: WAC/IV/A/027
497 | Afvalwater*1 | atrazine | LC-MS/MS: WAC/IV/A/027
497 | Afvalwater*1 | BAM (2,6-dichlorobenzamide) | LC-MS/MS: WAC/IV/A/027
497 | Afvalwater*1 | bentazon | LC-MS/MS: WAC/IV/A/027
497 | Afvalwater*1 | bromacil | LC-MS/MS: WAC/IV/A/027
497 | Afvalwater*1 | carbendazim | LC-MS/MS: WAC/IV/A/027
497 | Afvalwater*1 | carbetamide | LC-MS/MS: WAC/IV/A/027
497 | Afvalwater*1 | chloorpropham | LC-MS/MS: WAC/IV/A/027
497 | Afvalwater*1 | chloridazon | LC-MS/MS: WAC/IV/A/027
497 | Afvalwater*1 | chloortoluron | LC-MS/MS: WAC/IV/A/027
497 | Afvalwater*1 | coumafos | LC-MS/MS: WAC/IV/A/027
497 | Afvalwater*1 | cyanazine | LC-MS/MS: WAC/IV/A/027
497 | Afvalwater*1 | desethylatrazine | LC-MS/MS: WAC/IV/A/027
497 | Afvalwater*1 | desethylterbutylazine | LC-MS/MS: WAC/IV/A/027
497 | Afvalwater*1 | desisopropylatrazine | LC-MS/MS: WAC/IV/A/027
497 | Afvalwater*1 | dicamba | LC-MS/MS: WAC/IV/A/027
497 | Afvalwater*1 | dichlorprop (2,4-DP) | LC-MS/MS: WAC/IV/A/027
497 | Afvalwater*1 | diuron | LC-MS/MS: WAC/IV/A/027
497 | Afvalwater*1 | ethofumesaat | LC-MS/MS: WAC/IV/A/027
497 | Afvalwater*1 | fenoprop | LC-MS/MS: WAC/IV/A/027
497 | Afvalwater*1 | fipronil | LC-MS/MS - eigen methode (uitvoering volgens WAC/IV/A/027)
497 | Afvalwater*1 | fipronil sulfone | LC-MS/MS - eigen methode (uitvoering volgens WAC/IV/A/027)
497 | Afvalwater*1 | flufenacet | LC-MS/MS: WAC/IV/A/027
497 | Afvalwater*1 | fluroxypyr | LC-MS/MS: WAC/IV/A/027
497 | Afvalwater*1 | hexazinon | LC-MS/MS: WAC/IV/A/027
497 | Afvalwater*1 | isoproturon | LC-MS/MS: WAC/IV/A/027
497 | Afvalwater*1 | linuron | LC-MS/MS: WAC/IV/A/027
497 | Afvalwater*1 | MCPA | LC-MS/MS: WAC/IV/A/027
497 | Afvalwater*1 | MCPB | LC-MS/MS: WAC/IV/A/027
497 | Afvalwater*1 | MCPP (mecoprop) | LC-MS/MS: WAC/IV/A/027
497 | Afvalwater*1 | metamitron | LC-MS/MS: WAC/IV/A/027
497 | Afvalwater*1 | metazachlor | LC-MS/MS: WAC/IV/A/027
497 | Afvalwater*1 | metazachlor ESA | LC-MS/MS: WAC/IV/A/027
497 | Afvalwater*1 | metazachlor OA | LC-MS/MS: WAC/IV/A/027
497 | Afvalwater*1 | methabenzthiazuron | LC-MS/MS: WAC/IV/A/027
497 | Afvalwater*1 | metobromuron | LC-MS/MS: WAC/IV/A/027
497 | Afvalwater*1 | metolachlor | LC-MS/MS: WAC/IV/A/027
497 | Afvalwater*1 | metolachlor ESA | LC-MS/MS: WAC/IV/A/027
497 | Afvalwater*1 | metolachlor OA | LC-MS/MS: WAC/IV/A/027
497 | Afvalwater*1 | metoxuron | LC-MS/MS: WAC/IV/A/027
497 | Afvalwater*1 | monolinuron | LC-MS/MS: WAC/IV/A/027
497 | Afvalwater*1 | O&S-demeton | LC-MS/MS: WAC/IV/A/027
497 | Afvalwater*1 | pentachloorfenol | LC-MS/MS: WAC/IV/A/027
497 | Afvalwater*1 | prometryn | LC-MS/MS: WAC/IV/A/027
497 | Afvalwater*1 | propachlor | LC-MS/MS: WAC/IV/A/027
497 | Afvalwater*1 | propanil | LC-MS/MS: WAC/IV/A/027
497 | Afvalwater*1 | propazine | LC-MS/MS: WAC/IV/A/027
497 | Afvalwater*1 | sebuthylazine | LC-MS/MS: WAC/IV/A/027
497 | Afvalwater*1 | simazine | LC-MS/MS: WAC/IV/A/027
497 | Afvalwater*1 | terbuthylazine | LC-MS/MS: WAC/IV/A/027
497 | Afvalwater*1 | terbutryn | LC-MS/MS: WAC/IV/A/027
497 | Afvalwater*1 | triazofos | LC-MS/MS: WAC/IV/A/027
497 | Afvalwater*1 | VIS-01 (R417888) | LC-MS/MS: WAC/IV/A/027
497 | Drinkwater*4 | 2,4,5-T | LC-MS/MS: WAC/IV/A/027
497 | Drinkwater*4 | 2,4-D | LC-MS/MS: WAC/IV/A/027
497 | Drinkwater*4 | 2,4-DB | LC-MS/MS: WAC/IV/A/027
497 | Drinkwater*4 | alachlor | LC-MS/MS: WAC/IV/A/027
497 | Drinkwater*4 | atrazine | LC-MS/MS: WAC/IV/A/027
497 | Drinkwater*4 | BAM (2,6-dichlorobenzamide) | LC-MS/MS: WAC/IV/A/027
497 | Drinkwater*4 | bentazon | LC-MS/MS: WAC/IV/A/027
497 | Drinkwater*4 | bromacil | LC-MS/MS: WAC/IV/A/027
497 | Drinkwater*4 | carbendazim | LC-MS/MS: WAC/IV/A/027
497 | Drinkwater*4 | carbetamide | LC-MS/MS: WAC/IV/A/027
497 | Drinkwater*4 | chloorpropham | LC-MS/MS: WAC/IV/A/027
497 | Drinkwater*4 | chloridazon | LC-MS/MS: WAC/IV/A/027
497 | Drinkwater*4 | chlorotoluron | LC-MS/MS: WAC/IV/A/027
497 | Drinkwater*4 | coumafos | LC-MS/MS: WAC/IV/A/027
497 | Drinkwater*4 | cyanazine | LC-MS/MS: WAC/IV/A/027
497 | Drinkwater*4 | desethylatrazine | LC-MS/MS: WAC/IV/A/027
497 | Drinkwater*4 | desethylterbutylazine | LC-MS/MS: WAC/IV/A/027
497 | Drinkwater*4 | desfenylchloridazon | LC-MS/MS: eigen methode (uitvoering volgens WAC/IV/A/027)
497 | Drinkwater*4 | desisopropylatrazine | LC-MS/MS: WAC/IV/A/027
497 | Drinkwater*4 | dicamba | LC-MS/MS: WAC/IV/A/027
497 | Drinkwater*4 | dichlorprop (2,4-DP) | LC-MS/MS: WAC/IV/A/027
497 | Drinkwater*4 | dimethylsulfamide | LC-MS/MS: eigen methode (uitvoering volgens WAC/IV/A/027)
497 | Drinkwater*4 | diuron | LC-MS/MS: WAC/IV/A/027
497 | Drinkwater*4 | ethofumesaat | LC-MS/MS: WAC/IV/A/027
497 | Drinkwater*4 | fenoprop | LC-MS/MS: WAC/IV/A/027
497 | Drinkwater*4 | fipronil | LC-MS/MS - eigen methode (uitvoering volgens WAC/IV/A/027)
497 | Drinkwater*4 | fipronil sulfone | LC-MS/MS - eigen methode (uitvoering volgens WAC/IV/A/027)
497 | Drinkwater*4 | flufenacet | LC-MS/MS: WAC/IV/A/027
497 | Drinkwater*4 | fluroxypyr | LC-MS/MS: WAC/IV/A/027
497 | Drinkwater*4 | hexazinon | LC-MS/MS: WAC/IV/A/027
497 | Drinkwater*4 | isoproturon | LC-MS/MS: WAC/IV/A/027
497 | Drinkwater*4 | linuron | LC-MS/MS: WAC/IV/A/027
497 | Drinkwater*4 | MCPA | LC-MS/MS: WAC/IV/A/027
497 | Drinkwater*4 | MCPB | LC-MS/MS: WAC/IV/A/027
497 | Drinkwater*4 | MCPP (mecoprop) | LC-MS/MS: WAC/IV/A/027
497 | Drinkwater*4 | metamitron | LC-MS/MS: WAC/IV/A/027
497 | Drinkwater*4 | metazachlor | LC-MS/MS: WAC/IV/A/027
497 | Drinkwater*4 | metazachlor ESA | LC-MS/MS: WAC/IV/A/027
497 | Drinkwater*4 | metazachlor OA | LC-MS/MS: WAC/IV/A/027
497 | Drinkwater*4 | methabenzthiazuron | LC-MS/MS: WAC/IV/A/027
497 | Drinkwater*4 | metobromuron | LC-MS/MS: WAC/IV/A/027
497 | Drinkwater*4 | metolachlor | LC-MS/MS: WAC/IV/A/027
497 | Drinkwater*4 | metolachlor ESA | LC-MS/MS: WAC/IV/A/027
497 | Drinkwater*4 | metolachlor OA | LC-MS/MS: WAC/IV/A/027
497 | Drinkwater*4 | metoxuron | LC-MS/MS: WAC/IV/A/027
497 | Drinkwater*4 | monolinuron | LC-MS/MS: WAC/IV/A/027
497 | Drinkwater*4 | O&S-demeton | LC-MS/MS: WAC/IV/A/027
497 | Drinkwater*4 | pentachloorfenol | LC-MS/MS: WAC/IV/A/027
497 | Drinkwater*4 | prometryn | LC-MS/MS: WAC/IV/A/027
497 | Drinkwater*4 | propachlor | LC-MS/MS: WAC/IV/A/027
497 | Drinkwater*4 | propanil | LC-MS/MS: WAC/IV/A/027
497 | Drinkwater*4 | propazine | LC-MS/MS: WAC/IV/A/027
497 | Drinkwater*4 | sebuthylazine | LC-MS/MS: WAC/IV/A/027
497 | Drinkwater*4 | simazine | LC-MS/MS: WAC/IV/A/027
497 | Drinkwater*4 | terbuthylazine | LC-MS/MS: WAC/IV/A/027
497 | Drinkwater*4 | terbutryn | LC-MS/MS: WAC/IV/A/027
497 | Drinkwater*4 | triazofos | LC-MS/MS: WAC/IV/A/027
497 | Drinkwater*4 | VIS-01 (R417888) | LC-MS/MS: WAC/IV/A/027
497 | Grondwater*2 | 2,4,5-T | LC-MS/MS: WAC/IV/A/027
497 | Grondwater*2 | 2,4-D | LC-MS/MS: WAC/IV/A/027
497 | Grondwater*2 | 2,4-DB | LC-MS/MS: WAC/IV/A/027
497 | Grondwater*2 | alachlor | LC-MS/MS: WAC/IV/A/027
497 | Grondwater*2 | atrazine | LC-MS/MS: WAC/IV/A/027
497 | Grondwater*2 | BAM (2,6-dichlorobenzamide) | LC-MS/MS: WAC/IV/A/027
497 | Grondwater*2 | bentazon | LC-MS/MS: WAC/IV/A/027
497 | Grondwater*2 | bromacil | LC-MS/MS: WAC/IV/A/027
497 | Grondwater*2 | carbendazim | LC-MS/MS: WAC/IV/A/027
497 | Grondwater*2 | carbetamide | LC-MS/MS: WAC/IV/A/027
497 | Grondwater*2 | chloorpropham | LC-MS/MS: WAC/IV/A/027
497 | Grondwater*2 | chloridazon | LC-MS/MS: WAC/IV/A/027
497 | Grondwater*2 | chlorotoluron | LC-MS/MS: WAC/IV/A/027
497 | Grondwater*2 | coumafos | LC-MS/MS: WAC/IV/A/027
497 | Grondwater*2 | cyanazine | LC-MS/MS: WAC/IV/A/027
497 | Grondwater*2 | desethylatrazine | LC-MS/MS: WAC/IV/A/027
497 | Grondwater*2 | desfenylchloridazon | LC-MS/MS: eigen methode (uitvoering volgens WAC/IV/A/027)
497 | Grondwater*2 | desethylterbutylazine | LC-MS/MS: WAC/IV/A/027
497 | Grondwater*2 | desisopropylatrazine | LC-MS/MS: WAC/IV/A/027
497 | Grondwater*2 | dicamba | LC-MS/MS: WAC/IV/A/027
497 | Grondwater*2 | dichlorprop (2,4-DP) | LC-MS/MS: WAC/IV/A/027
497 | Grondwater*2 | dimethylsulfamide | LC-MS/MS: eigen methode (uitvoering volgens WAC/IV/A/027)
497 | Grondwater*2 | diuron | LC-MS/MS: WAC/IV/A/027
497 | Grondwater*2 | ethofumesaat | LC-MS/MS: WAC/IV/A/027
497 | Grondwater*2 | fenoprop | LC-MS/MS: WAC/IV/A/027
497 | Grondwater*2 | fipronil | LC-MS/MS - eigen methode (uitvoering volgens WAC/IV/A/027)
497 | Grondwater*2 | fipronil sulfone | LC-MS/MS - eigen methode (uitvoering volgens WAC/IV/A/027)
497 | Grondwater*2 | flufenacet | LC-MS/MS: WAC/IV/A/027
497 | Grondwater*2 | fluroxypyr | LC-MS/MS: WAC/IV/A/027
497 | Grondwater*2 | hexazinon | LC-MS/MS: WAC/IV/A/027
497 | Grondwater*2 | isoproturon | LC-MS/MS: WAC/IV/A/027
497 | Grondwater*2 | linuron | LC-MS/MS: WAC/IV/A/027
497 | Grondwater*2 | MCPA | LC-MS/MS: WAC/IV/A/027
497 | Grondwater*2 | MCPB | LC-MS/MS: WAC/IV/A/027
497 | Grondwater*2 | MCPP (mecoprop) | LC-MS/MS: WAC/IV/A/027
497 | Grondwater*2 | metamitron | LC-MS/MS: WAC/IV/A/027
497 | Grondwater*2 | metazachlor | LC-MS/MS: WAC/IV/A/027
497 | Grondwater*2 | metazachlor ESA | LC-MS/MS: WAC/IV/A/027
497 | Grondwater*2 | metazachlor OA | LC-MS/MS: WAC/IV/A/027
497 | Grondwater*2 | methabenzthiazuron | LC-MS/MS: WAC/IV/A/027
497 | Grondwater*2 | metobromuron | LC-MS/MS: WAC/IV/A/027
497 | Grondwater*2 | metolachlor | LC-MS/MS: WAC/IV/A/027
497 | Grondwater*2 | metolachlor ESA | LC-MS/MS: WAC/IV/A/027
497 | Grondwater*2 | metolachlor OA | LC-MS/MS: WAC/IV/A/027
497 | Grondwater*2 | metoxuron | LC-MS/MS: WAC/IV/A/027
497 | Grondwater*2 | monolinuron | LC-MS/MS: WAC/IV/A/027
497 | Grondwater*2 | O&S-demeton | LC-MS/MS: WAC/IV/A/027
497 | Grondwater*2 | pentachloorfenol | LC-MS/MS: WAC/IV/A/027
497 | Grondwater*2 | prometryn | LC-MS/MS: WAC/IV/A/027
497 | Grondwater*2 | propachlor | LC-MS/MS: WAC/IV/A/027
497 | Grondwater*2 | propanil | LC-MS/MS: WAC/IV/A/027
497 | Grondwater*2 | propazine | LC-MS/MS: WAC/IV/A/027
497 | Grondwater*2 | sebuthylazine | LC-MS/MS: WAC/IV/A/027
497 | Grondwater*2 | simazine | LC-MS/MS: WAC/IV/A/027
497 | Grondwater*2 | terbuthylazine | LC-MS/MS: WAC/IV/A/027
497 | Grondwater*2 | terbutryn | LC-MS/MS: WAC/IV/A/027
497 | Grondwater*2 | triazofos | LC-MS/MS: WAC/IV/A/027
497 | Grondwater*2 | VIS-01 (R417888) | LC-MS/MS: WAC/IV/A/027
497 | Oppervlaktewater*3 | 2,4,5-T | LC-MS/MS: WAC/IV/A/027
497 | Oppervlaktewater*3 | 2,4-D | LC-MS/MS: WAC/IV/A/027
497 | Oppervlaktewater*3 | 2,4-DB | LC-MS/MS: WAC/IV/A/027
497 | Oppervlaktewater*3 | alachlor | LC-MS/MS: WAC/IV/A/027
497 | Oppervlaktewater*3 | atrazine | LC-MS/MS: WAC/IV/A/027
497 | Oppervlaktewater*3 | BAM (2,6-dichlorobenzamide) | LC-MS/MS: WAC/IV/A/027
497 | Oppervlaktewater*3 | bentazon | LC-MS/MS: WAC/IV/A/027
497 | Oppervlaktewater*3 | bromacil | LC-MS/MS: WAC/IV/A/027
497 | Oppervlaktewater*3 | carbendazim | LC-MS/MS: WAC/IV/A/027
497 | Oppervlaktewater*3 | carbetamide | LC-MS/MS: WAC/IV/A/027
497 | Oppervlaktewater*3 | chloorpropham | LC-MS/MS: WAC/IV/A/027
497 | Oppervlaktewater*3 | chloridazon | LC-MS/MS: WAC/IV/A/027
497 | Oppervlaktewater*3 | chlorotoluron | LC-MS/MS: WAC/IV/A/027
497 | Oppervlaktewater*3 | coumafos | LC-MS/MS: WAC/IV/A/027
497 | Oppervlaktewater*3 | cyanazine | LC-MS/MS: WAC/IV/A/027
497 | Oppervlaktewater*3 | desethylatrazine | LC-MS/MS: WAC/IV/A/027
497 | Oppervlaktewater*3 | desfenylchloridazon | LC-MS/MS: eigen methode (uitvoering volgens WAC/IV/A/027)
497 | Oppervlaktewater*3 | desethylterbutylazine | LC-MS/MS: WAC/IV/A/027
497 | Oppervlaktewater*3 | desisopropylatrazine | LC-MS/MS: WAC/IV/A/027
497 | Oppervlaktewater*3 | dicamba | LC-MS/MS: WAC/IV/A/027
497 | Oppervlaktewater*3 | dichlorprop (2,4-DP) | LC-MS/MS: WAC/IV/A/027
497 | Oppervlaktewater*3 | dimethylsulfamide | LC-MS/MS: eigen methode (uitvoering volgens WAC/IV/A/027)
497 | Oppervlaktewater*3 | diuron | LC-MS/MS: WAC/IV/A/027
497 | Oppervlaktewater*3 | ethofumesaat | LC-MS/MS: WAC/IV/A/027
497 | Oppervlaktewater*3 | fenoprop | LC-MS/MS: WAC/IV/A/027
497 | Oppervlaktewater*3 | fipronil | LC-MS/MS - eigen methode (uitvoering volgens WAC/IV/A/027)
497 | Oppervlaktewater*3 | fipronil sulfone | LC-MS/MS - eigen methode (uitvoering volgens WAC/IV/A/027)
497 | Oppervlaktewater*3 | flufenacet | LC-MS/MS: WAC/IV/A/027
497 | Oppervlaktewater*3 | fluroxypyr | LC-MS/MS: WAC/IV/A/027
497 | Oppervlaktewater*3 | hexazinon | LC-MS/MS: WAC/IV/A/027
497 | Oppervlaktewater*3 | isoproturon | LC-MS/MS: WAC/IV/A/027
497 | Oppervlaktewater*3 | linuron | LC-MS/MS: WAC/IV/A/027
497 | Oppervlaktewater*3 | MCPA | LC-MS/MS: WAC/IV/A/027
497 | Oppervlaktewater*3 | MCPB | LC-MS/MS: WAC/IV/A/027
497 | Oppervlaktewater*3 | MCPP (mecoprop) | LC-MS/MS: WAC/IV/A/027
497 | Oppervlaktewater*3 | metamitron | LC-MS/MS: WAC/IV/A/027
497 | Oppervlaktewater*3 | metazachlor | LC-MS/MS: WAC/IV/A/027
497 | Oppervlaktewater*3 | metazachlor ESA | LC-MS/MS: WAC/IV/A/027
497 | Oppervlaktewater*3 | metazachlor OA | LC-MS/MS: WAC/IV/A/027
497 | Oppervlaktewater*3 | methabenzthiazuron | LC-MS/MS: WAC/IV/A/027
497 | Oppervlaktewater*3 | metobromuron | LC-MS/MS: WAC/IV/A/027
497 | Oppervlaktewater*3 | metolachlor | LC-MS/MS: WAC/IV/A/027
497 | Oppervlaktewater*3 | metolachlor ESA | LC-MS/MS: WAC/IV/A/027
497 | Oppervlaktewater*3 | metolachlor OA | LC-MS/MS: WAC/IV/A/027
497 | Oppervlaktewater*3 | metoxuron | LC-MS/MS: WAC/IV/A/027
497 | Oppervlaktewater*3 | monolinuron | LC-MS/MS: WAC/IV/A/027
497 | Oppervlaktewater*3 | O&S-demeton | LC-MS/MS: WAC/IV/A/027
497 | Oppervlaktewater*3 | pentachloorfenol | LC-MS/MS: WAC/IV/A/027
497 | Oppervlaktewater*3 | prometryn | LC-MS/MS: WAC/IV/A/027
497 | Oppervlaktewater*3 | propachlor | LC-MS/MS: WAC/IV/A/027
497 | Oppervlaktewater*3 | propanil | LC-MS/MS: WAC/IV/A/027
497 | Oppervlaktewater*3 | propazine | LC-MS/MS: WAC/IV/A/027
497 | Oppervlaktewater*3 | sebuthylazine | LC-MS/MS: WAC/IV/A/027
497 | Oppervlaktewater*3 | simazine | LC-MS/MS: WAC/IV/A/027
497 | Oppervlaktewater*3 | terbuthylazine | LC-MS/MS: WAC/IV/A/027
497 | Oppervlaktewater*3 | terbutryn | LC-MS/MS: WAC/IV/A/027
497 | Oppervlaktewater*3 | triazofos | LC-MS/MS: WAC/IV/A/027
497 | Oppervlaktewater*3 | VIS-01 (R417888) | LC-MS/MS: WAC/IV/A/027
497 | Drinkwater*4 | diflufenican | LC-MS/MS: WAC/IV/A/027
497 | Drinkwater*4 | metribuzin | LC-MS/MS: WAC/IV/A/027
497 | Drinkwater*4 | imidacloprid | LC-MS/MS: WAC/IV/A/027
504 | Bodemvervangende middelen | Ca (Calcium) (Ca-AL) | Eigen methode afgeleid van Egnér, Riehm, Domingo Meting met ICP-AES: gebaseerd op ISO 11885 & CMA/2/I/B.1
504 | Bodemvervangende middelen | K (Kalium) (K-AL) | Eigen methode afgeleid van Egnér, Riehm, Domingo Meting met ICP-AES: gebaseerd op ISO 11885 & CMA/2/I/B.1
504 | Bodemvervangende middelen | Mg (Magnesium) (Mg-AL) | Eigen methode afgeleid van Egnér, Riehm, Domingo Meting met ICP-AES: gebaseerd op ISO 11885 & CMA/2/I/B.1
504 | Bodemvervangende middelen | Na (Natrium) (Na-AL) | Eigen methode afgeleid van Egnér, Riehm, Domingo Meting met ICP-AES: gebaseerd op ISO 11885 & CMA/2/I/B.1
504 | Bodemvervangende middelen | P (Fosfor) (P-AL) | Eigen methode afgeleid van Egnér, Riehm, Domingo Meting met ICP-AES: gebaseerd op ISO 11885 & CMA/2/I/B.1
513 | Bodemvervangende middelen | fipronil | GC-MS/MS - eigen methode
513 | Bodemvervangende middelen | fipronil sulfone | GC-MS/MS - eigen methode
513 | Bodemverbeterende middelen | fipronil | GC-MS/MS - eigen methode
513 | Bodemverbeterende middelen | fipronil sulfone | GC-MS/MS - eigen methode
513 | Vaste mest | fipronil | GC-MS/MS - eigen methode
513 | Vaste mest | fipronil sulfone | GC-MS/MS - eigen methode
513 | Eieren | fipronil | GC-MS/MS - eigen methode
513 | Eieren | fipronil sulfone | GC-MS/MS - eigen methode
513 | Voedingsmiddelen op basis van eieren | fipronil | GC-MS/MS - eigen methode
513 | Voedingsmiddelen op basis van eieren | fipronil sulfone | GC-MS/MS - eigen methode
522 | Bodemverbeterende middelen | acenafteen | GC-MS: CMA/3/W
522 | Bodemverbeterende middelen | acenaftyleen | GC-MS: CMA/3/W
522 | Bodemverbeterende middelen | antraceen | GC-MS: CMA/3/W
522 | Bodemverbeterende middelen | benzo(a)antraceen | GC-MS: CMA/3/W
522 | Bodemverbeterende middelen | benzo(a)pyreen | GC-MS: CMA/3/W
522 | Bodemverbeterende middelen | benzo(b)fluoranteen | GC-MS: CMA/3/W
522 | Bodemverbeterende middelen | benzo(g,h,i)peryleen | GC-MS: CMA/3/W
522 | Bodemverbeterende middelen | benzo(k)fluoranteen | GC-MS: CMA/3/W
522 | Bodemverbeterende middelen | chryseen | GC-MS: CMA/3/W
522 | Bodemverbeterende middelen | dibenzo(a,h)antraceen | GC-MS: CMA/3/W
522 | Bodemverbeterende middelen | fenantreen | GC-MS: CMA/3/W
522 | Bodemverbeterende middelen | fluoranteen | GC-MS: CMA/3/W
522 | Bodemverbeterende middelen | fluoreen | GC-MS: CMA/3/W
522 | Bodemverbeterende middelen | indeno(1,2,3-cd)pyreen | GC-MS: CMA/3/W
522 | Bodemverbeterende middelen | naftaleen | GC-MS: CMA/3/W
522 | Bodemverbeterende middelen | pyreen | GC-MS: CMA/3/W
523 | Bodemverbeterende middelen | 1,2,3,4-tetrachloorbenzeen | GC-MS/MS: CMA/3/X
523 | Bodemverbeterende middelen | 1,2,4,5-/1,2,3,5-tetrachloorbenzeen | GC-MS/MS: CMA/3/X
523 | Bodemverbeterende middelen | 2,2',3,4,4',5,5'-heptachloorbifenyl (PCB 180) | GC-MS/MS: CMA/3/X
523 | Bodemverbeterende middelen | 2,2',3,4,4',5'-hexachloorbifenyl (PCB 138) | GC-MS/MS: CMA/3/X
523 | Bodemverbeterende middelen | 2,2',4,4',5,5'-hexachloorbifenyl (PCB 153) | GC-MS/MS: CMA/3/X
523 | Bodemverbeterende middelen | 2,2',4,5,5'-pentachloorbifenyl (PCB 101) | GC-MS/MS: CMA/3/X
523 | Bodemverbeterende middelen | 2,2',5,5'-tetrachloorbifenyl (PCB 52) | GC-MS/MS: CMA/3/X
523 | Bodemverbeterende middelen | 2,3',4,4',5-pentachloorbifenyl (PCB 118) | GC-MS/MS: CMA/3/X
523 | Bodemverbeterende middelen | 2,4,4'-trichloorbifenyl (PCB 28) | GC-MS/MS: CMA/3/X
523 | Bodemverbeterende middelen | Hexachloorbenzeen | GC-MS/MS: CMA/3/X
523 | Bodemverbeterende middelen | Pentachloorbenzeen | GC-MS/MS: CMA/3/X
527 | Afvalwater*1 | Al (Aluminium) | Ontsluiting met HNO3/HCl: ISO 15587-1; WAC/III/B/002; CMA/2/I/A.6.1 Meting met ICP-AES: ISO 11885; WAC/III/B/010; CMA/2/I/B.1
527 | Afvalwater*1 | Ca (Calcium) | Ontsluiting met HNO3/HCl: ISO 15587-1; WAC/III/B/002; CMA/2/I/A.6.1 Meting met ICP-AES: ISO 11885; WAC/III/B/010; CMA/2/I/B.1
527 | Afvalwater*1 | Fe (Ijzer) | Ontsluiting met HNO3/HCl: ISO 15587-1; WAC/III/B/002; CMA/2/I/A.6.1 Meting met ICP-AES: ISO 11885; WAC/III/B/010; CMA/2/I/B.1
527 | Afvalwater*1 | K (Kalium) | Ontsluiting met HNO3/HCl: ISO 15587-1; WAC/III/B/002; CMA/2/I/A.6.1 Meting met ICP-AES: ISO 11885; WAC/III/B/010; CMA/2/I/B.1
527 | Afvalwater*1 | Mg (Magnesium) | Ontsluiting met HNO3/HCl: ISO 15587-1; WAC/III/B/002; CMA/2/I/A.6.1 Meting met ICP-AES: ISO 11885; WAC/III/B/010; CMA/2/I/B.1
527 | Afvalwater*1 | Mn (Mangaan) | Ontsluiting met HNO3/HCl: ISO 15587-1; WAC/III/B/002; CMA/2/I/A.6.1 Meting met ICP-AES: ISO 11885; WAC/III/B/010; CMA/2/I/B.1
527 | Afvalwater*1 | Na (Natrium) | Ontsluiting met HNO3/HCl: ISO 15587-1; WAC/III/B/002; CMA/2/I/A.6.1 Meting met ICP-AES: ISO 11885; WAC/III/B/010; CMA/2/I/B.1
527 | Drinkwater*4 | Al (Aluminium) | Meting met ICP-AES: ISO 11885; WAC/III/B/010; CMA/2/I/B.1
527 | Drinkwater*4 | Ca (Calcium) | Meting met ICP-AES: ISO 11885; WAC/III/B/010; CMA/2/I/B.1
527 | Drinkwater*4 | Fe (Ijzer) | Meting met ICP-AES: ISO 11885; WAC/III/B/010; CMA/2/I/B.1
527 | Drinkwater*4 | K (Kalium) | Meting met ICP-AES: ISO 11885; WAC/III/B/010; CMA/2/I/B.1
527 | Drinkwater*4 | Mg (Magnesium) | Meting met ICP-AES: ISO 11885; WAC/III/B/010; CMA/2/I/B.1
527 | Drinkwater*4 | Mn (Mangaan) | Meting met ICP-AES: ISO 11885; WAC/III/B/010; CMA/2/I/B.1
527 | Drinkwater*4 | Na (Natrium) | Meting met ICP-AES: ISO 11885; WAC/III/B/010; CMA/2/I/B.1
527 | Grondwater*2 | Al (Aluminium) | Meting met ICP-AES: ISO 11885; WAC/III/B/010; CMA/2/I/B.1
527 | Grondwater*2 | Ca (Calcium) | Meting met ICP-AES: ISO 11885; WAC/III/B/010; CMA/2/I/B.1
527 | Grondwater*2 | Fe (Ijzer) | Meting met ICP-AES: ISO 11885; WAC/III/B/010; CMA/2/I/B.1
527 | Grondwater*2 | K (Kalium) | Meting met ICP-AES: ISO 11885; WAC/III/B/010; CMA/2/I/B.1
527 | Grondwater*2 | Mg (Magnesium) | Meting met ICP-AES: ISO 11885; WAC/III/B/010; CMA/2/I/B.1
527 | Grondwater*2 | Mn (Mangaan) | Meting met ICP-AES: ISO 11885; WAC/III/B/010; CMA/2/I/B.1
527 | Grondwater*2 | Na (Natrium) | Meting met ICP-AES: ISO 11885; WAC/III/B/010; CMA/2/I/B.1
527 | Oppervlaktewater*3 | Al (Aluminium) | Ontsluiting met HNO3/HCl: ISO 15587-1; WAC/III/B/002; CMA/2/I/A.6.1 Meting met ICP-AES: ISO 11885; WAC/III/B/010; CMA/2/I/B.1
527 | Oppervlaktewater*3 | Ca (Calcium) | Ontsluiting met HNO3/HCl: ISO 15587-1; WAC/III/B/002; CMA/2/I/A.6.1 Meting met ICP-AES: ISO 11885; WAC/III/B/010; CMA/2/I/B.1
527 | Oppervlaktewater*3 | Fe (Ijzer) | Ontsluiting met HNO3/HCl: ISO 15587-1; WAC/III/B/002; CMA/2/I/A.6.1 Meting met ICP-AES: ISO 11885; WAC/III/B/010; CMA/2/I/B.1
527 | Oppervlaktewater*3 | K (Kalium) | Ontsluiting met HNO3/HCl: ISO 15587-1; WAC/III/B/002; CMA/2/I/A.6.1 Meting met ICP-AES: ISO 11885; WAC/III/B/010; CMA/2/I/B.1
527 | Oppervlaktewater*3 | Mg (Magnesium) | Ontsluiting met HNO3/HCl: ISO 15587-1; WAC/III/B/002; CMA/2/I/A.6.1 Meting met ICP-AES: ISO 11885; WAC/III/B/010; CMA/2/I/B.1
527 | Oppervlaktewater*3 | Mn (Mangaan) | Ontsluiting met HNO3/HCl: ISO 15587-1; WAC/III/B/002; CMA/2/I/A.6.1 Meting met ICP-AES: ISO 11885; WAC/III/B/010; CMA/2/I/B.1
527 | Oppervlaktewater*3 | Na (Natrium) | Ontsluiting met HNO3/HCl: ISO 15587-1; WAC/III/B/002; CMA/2/I/A.6.1 Meting met ICP-AES: ISO 11885; WAC/III/B/010; CMA/2/I/B.1
527 | Oppervlaktewater*3 | P (Fosfor) | Ontsluiting met HNO3/HCl: ISO 15587-1; WAC/III/B/002; CMA/2/I/A.6.1 Meting met ICP-AES: ISO 11885; WAC/III/B/010; CMA/2/I/B.1
537 | Afvalwater*1 | Perfluor-n-butaansulfonzuur (PFBS) | Meting met LC-MS/MS: ISO 21675; WAC/IV/A/025
537 | Afvalwater*1 | Perfluor-n-octaansulfonzuur (PFOS totaal) | Meting met LC-MS/MS: ISO 21675; WAC/IV/A/025
537 | Afvalwater*1 | N-Ethylperfluoroctaansulfonamide (EtPFOSA totaal) | Meting met LC-MS/MS: ISO 21675; WAC/IV/A/025
537 | Afvalwater*1 | Perfluor-n-hexaansulfonzuur (PFHxS vertakt) | Meting met LC-MS/MS: ISO 21675; WAC/IV/A/025
537 | Afvalwater*1 | Perfluor-n-heptaanzuur (PFHpA) | Meting met LC-MS/MS: ISO 21675; WAC/IV/A/025
537 | Afvalwater*1 | Perfluor-n-tetradecaanzuur (PFTeDA) | Meting met LC-MS/MS: ISO 21675; WAC/IV/A/025
537 | Afvalwater*1 | Perfluor-n-hexaansulfonzuur (PFHxS totaal) | Meting met LC-MS/MS: ISO 21675; WAC/IV/A/025
537 | Afvalwater*1 | N-Methylperfluoroctaansulfonamide (MePFOSA totaal) | Meting met LC-MS/MS: ISO 21675; WAC/IV/A/025
537 | Afvalwater*1 | N-Ethylperfluoroctaansulfonamidoazijnzuur (EtPFOSAA) | Meting met LC-MS/MS: ISO 21675; WAC/IV/A/025
537 | Afvalwater*1 | Perfluor-1-octaansulfonamide (PFOSA vertakt) | Meting met LC-MS/MS: ISO 21675; WAC/IV/A/025
537 | Afvalwater*1 | N-Ethylperfluoroctaansulfonamide (EtPFOSA lineair) | Meting met LC-MS/MS: ISO 21675; WAC/IV/A/025
537 | Afvalwater*1 | Perfluor-n-pentaanzuur (PFPeA) | Meting met LC-MS/MS: ISO 21675; WAC/IV/A/025
537 | Afvalwater*1 | Perfluor-n-pentaansulfonzuur (PFPeS) | Meting met LC-MS/MS: ISO 21675; WAC/IV/A/025
537 | Afvalwater*1 | Perfluor-n-octaanzuur (PFOA lineair) | Meting met LC-MS/MS: ISO 21675; WAC/IV/A/025
537 | Afvalwater*1 | Perfluor-n-octaansulfonzuur (PFOS vertakt) | Meting met LC-MS/MS: ISO 21675; WAC/IV/A/025
537 | Afvalwater*1 | Perfluor-n-hexaanzuur (PFHxA) | Meting met LC-MS/MS: ISO 21675; WAC/IV/A/025
537 | Afvalwater*1 | Perfluor-n-heptaansulfonzuur (PFHpS) | Meting met LC-MS/MS: ISO 21675; WAC/IV/A/025
537 | Afvalwater*1 | 6:2 Fluortelomeersulfonzuur (6:2 FTS) | Meting met LC-MS/MS: ISO 21675; WAC/IV/A/025
537 | Afvalwater*1 | Perfluor-n-octaanzuur (PFOA vertakt) | Meting met LC-MS/MS: ISO 21675; WAC/IV/A/025
537 | Afvalwater*1 | Perfluor-n-octaansulfonzuur (PFOS lineair) | Meting met LC-MS/MS: ISO 21675; WAC/IV/A/025
537 | Afvalwater*1 | N-Methylperfluoroctaansulfonamide (MePFOSA vertakt) | Meting met LC-MS/MS: ISO 21675; WAC/IV/A/025
537 | Afvalwater*1 | N-Ethylperfluoroctaansulfonamide (EtPFOSA vertakt) | Meting met LC-MS/MS: ISO 21675; WAC/IV/A/025
537 | Afvalwater*1 | Perfluor-1-octaansulfonamide (PFOSA totaal) | Meting met LC-MS/MS: ISO 21675; WAC/IV/A/025
537 | Afvalwater*1 | 4:2 Fluortelomeersulfonzuur (4:2 FTS) | Meting met LC-MS/MS: ISO 21675; WAC/IV/A/025
537 | Afvalwater*1 | 8:2 Fluortelomeerfosfaat diester (8:2 diPAP ) | Meting met LC-MS/MS: ISO 21675; WAC/IV/A/025
537 | Afvalwater*1 | Perfluor-n-butaanzuur (PFBA) | Meting met LC-MS/MS: ISO 21675; WAC/IV/A/025
537 | Afvalwater*1 | Perfluor-n-nonaanzuur (PFNA) | Meting met LC-MS/MS: ISO 21675; WAC/IV/A/025
537 | Afvalwater*1 | 4,8-Dioxa-3H-perfluornonaanzuur (DONA) | Meting met LC-MS/MS: ISO 21675; WAC/IV/A/025
537 | Afvalwater*1 | Hexafluorpropyleenoxidedimeerzuur (HFPO-DA) | Meting met LC-MS/MS: ISO 21675; WAC/IV/A/025
537 | Afvalwater*1 | Perfluor-n-hexaansulfonzuur (PFHxS lineair) | Meting met LC-MS/MS: ISO 21675; WAC/IV/A/025
537 | Afvalwater*1 | Perfluor-n-hexadecaanzuur (PFHxDA) | Meting met LC-MS/MS: ISO 21675; WAC/IV/A/025
537 | Afvalwater*1 | N-Methylperfluoroctaansulfonamidoazijnzuur (MePFOSAA) | Meting met LC-MS/MS: ISO 21675; WAC/IV/A/025
537 | Afvalwater*1 | Perfluor-1-decaansulfonzuur (PFDS) | Meting met LC-MS/MS: ISO 21675; WAC/IV/A/025
537 | Afvalwater*1 | Perfluor-n-dodecaanzuur (PFDoDA) | Meting met LC-MS/MS: ISO 21675; WAC/IV/A/025
537 | Afvalwater*1 | Perfluor-n-undecaanzuur (PFUnDA) | Meting met LC-MS/MS: ISO 21675; WAC/IV/A/025
537 | Afvalwater*1 | N-Methylperfluoroctaansulfonamide (MePFOSA lineair) | Meting met LC-MS/MS: ISO 21675; WAC/IV/A/025
537 | Afvalwater*1 | Perfluor-n-decaanzuur (PFDA) | Meting met LC-MS/MS: ISO 21675; WAC/IV/A/025
537 | Afvalwater*1 | Perfluor-n-octaanzuur (PFOA totaal) | Meting met LC-MS/MS: ISO 21675; WAC/IV/A/025
537 | Afvalwater*1 | Perfluor-n-nonaansulfonzuur (PFNS) | Meting met LC-MS/MS: ISO 21675; WAC/IV/A/025
537 | Afvalwater*1 | 8:2 Fluortelomeersulfonzuur (8:2 FTS) | Meting met LC-MS/MS: ISO 21675; WAC/IV/A/025
537 | Afvalwater*1 | Perfluor-4-ethylcyclohexaansulfonzuur (PFECHS) | Meting met LC-MS/MS: ISO 21675; WAC/IV/A/025
537 | Grondwater*2 | Perfluor-n-butaansulfonzuur (PFBS) | Meting met LC-MS/MS: ISO 21675; WAC/IV/A/025
537 | Grondwater*2 | Perfluor-n-octaansulfonzuur (PFOS totaal) | Meting met LC-MS/MS: ISO 21675; WAC/IV/A/025
537 | Grondwater*2 | N-Ethylperfluoroctaansulfonamide (EtPFOSA totaal) | Meting met LC-MS/MS: ISO 21675; WAC/IV/A/025
537 | Grondwater*2 | Perfluor-n-hexaansulfonzuur (PFHxS vertakt) | Meting met LC-MS/MS: ISO 21675; WAC/IV/A/025
537 | Grondwater*2 | Perfluor-n-heptaanzuur (PFHpA) | Meting met LC-MS/MS: ISO 21675; WAC/IV/A/025
537 | Grondwater*2 | Perfluor-n-tetradecaanzuur (PFTeDA) | Meting met LC-MS/MS: ISO 21675; WAC/IV/A/025
537 | Grondwater*2 | Perfluor-n-hexaansulfonzuur (PFHxS totaal) | Meting met LC-MS/MS: ISO 21675; WAC/IV/A/025
537 | Grondwater*2 | N-Methylperfluoroctaansulfonamide (MePFOSA totaal) | Meting met LC-MS/MS: ISO 21675; WAC/IV/A/025
537 | Grondwater*2 | N-Ethylperfluoroctaansulfonamidoazijnzuur (EtPFOSAA) | Meting met LC-MS/MS: ISO 21675; WAC/IV/A/025
537 | Grondwater*2 | Perfluor-1-octaansulfonamide (PFOSA vertakt) | Meting met LC-MS/MS: ISO 21675; WAC/IV/A/025
537 | Grondwater*2 | N-Ethylperfluoroctaansulfonamide (EtPFOSA lineair) | Meting met LC-MS/MS: ISO 21675; WAC/IV/A/025
537 | Grondwater*2 | Perfluor-n-pentaanzuur (PFPeA) | Meting met LC-MS/MS: ISO 21675; WAC/IV/A/025
537 | Grondwater*2 | Perfluor-n-pentaansulfonzuur (PFPeS) | Meting met LC-MS/MS: ISO 21675; WAC/IV/A/025
537 | Grondwater*2 | Perfluor-n-octaanzuur (PFOA lineair) | Meting met LC-MS/MS: ISO 21675; WAC/IV/A/025
537 | Grondwater*2 | Perfluor-n-octaansulfonzuur (PFOS vertakt) | Meting met LC-MS/MS: ISO 21675; WAC/IV/A/025
537 | Grondwater*2 | Perfluor-n-hexaanzuur (PFHxA) | Meting met LC-MS/MS: ISO 21675; WAC/IV/A/025
537 | Grondwater*2 | Perfluor-n-heptaansulfonzuur (PFHpS) | Meting met LC-MS/MS: ISO 21675; WAC/IV/A/025
537 | Grondwater*2 | 6:2 Fluortelomeersulfonzuur (6:2 FTS) | Meting met LC-MS/MS: ISO 21675; WAC/IV/A/025
537 | Grondwater*2 | Perfluor-n-octaanzuur (PFOA vertakt) | Meting met LC-MS/MS: ISO 21675; WAC/IV/A/025
537 | Grondwater*2 | Perfluor-n-octaansulfonzuur (PFOS lineair) | Meting met LC-MS/MS: ISO 21675; WAC/IV/A/025
537 | Grondwater*2 | N-Methylperfluoroctaansulfonamide (MePFOSA vertakt) | Meting met LC-MS/MS: ISO 21675; WAC/IV/A/025
537 | Grondwater*2 | N-Ethylperfluoroctaansulfonamide (EtPFOSA vertakt) | Meting met LC-MS/MS: ISO 21675; WAC/IV/A/025
537 | Grondwater*2 | Perfluor-1-octaansulfonamide (PFOSA totaal) | Meting met LC-MS/MS: ISO 21675; WAC/IV/A/025
537 | Grondwater*2 | 4:2 Fluortelomeersulfonzuur (4:2 FTS) | Meting met LC-MS/MS: ISO 21675; WAC/IV/A/025
537 | Grondwater*2 | 8:2 Fluortelomeerfosfaat diester (8:2 diPAP ) | Meting met LC-MS/MS: ISO 21675; WAC/IV/A/025
537 | Grondwater*2 | Perfluor-n-butaanzuur (PFBA) | Meting met LC-MS/MS: ISO 21675; WAC/IV/A/025
537 | Grondwater*2 | Perfluor-n-nonaanzuur (PFNA) | Meting met LC-MS/MS: ISO 21675; WAC/IV/A/025
537 | Grondwater*2 | 4,8-Dioxa-3H-perfluornonaanzuur (DONA) | Meting met LC-MS/MS: ISO 21675; WAC/IV/A/025
537 | Grondwater*2 | Hexafluorpropyleenoxidedimeerzuur (HFPO-DA) | Meting met LC-MS/MS: ISO 21675; WAC/IV/A/025
537 | Grondwater*2 | Perfluor-n-hexaansulfonzuur (PFHxS lineair) | Meting met LC-MS/MS: ISO 21675; WAC/IV/A/025
537 | Grondwater*2 | Perfluor-n-hexadecaanzuur (PFHxDA) | Meting met LC-MS/MS: ISO 21675; WAC/IV/A/025
537 | Grondwater*2 | Perfluor-1-octaansulfonamide (PFOSA lineair) | Meting met LC-MS/MS: ISO 21675; WAC/IV/A/025
537 | Grondwater*2 | N-Methylperfluoroctaansulfonamidoazijnzuur (MePFOSAA) | Meting met LC-MS/MS: ISO 21675; WAC/IV/A/025
537 | Grondwater*2 | Perfluor-1-decaansulfonzuur (PFDS) | Meting met LC-MS/MS: ISO 21675; WAC/IV/A/025
537 | Grondwater*2 | Perfluor-n-dodecaanzuur (PFDoDA) | Meting met LC-MS/MS: ISO 21675; WAC/IV/A/025
537 | Grondwater*2 | Perfluor-n-undecaanzuur (PFUnDA) | Meting met LC-MS/MS: ISO 21675; WAC/IV/A/025
537 | Grondwater*2 | N-Methylperfluoroctaansulfonamide (MePFOSA lineair) | Meting met LC-MS/MS: ISO 21675; WAC/IV/A/025
537 | Grondwater*2 | Perfluor-n-decaanzuur (PFDA) | Meting met LC-MS/MS: ISO 21675; WAC/IV/A/025
537 | Grondwater*2 | Perfluor-n-octaanzuur (PFOA totaal) | Meting met LC-MS/MS: ISO 21675; WAC/IV/A/025
537 | Grondwater*2 | Perfluor-n-nonaansulfonzuur (PFNS) | Meting met LC-MS/MS: ISO 21675; WAC/IV/A/025
537 | Grondwater*2 | 8:2 Fluortelomeersulfonzuur (8:2 FTS) | Meting met LC-MS/MS: ISO 21675; WAC/IV/A/025
537 | Grondwater*2 | Perfluor-4-ethylcyclohexaansulfonzuur (PFECHS) | Meting met LC-MS/MS: ISO 21675; WAC/IV/A/025
537 | Oppervlaktewater*3 | Perfluor-n-butaansulfonzuur (PFBS) | Meting met LC-MS/MS: ISO 21675; WAC/IV/A/025
537 | Oppervlaktewater*3 | Perfluor-n-octaansulfonzuur (PFOS totaal) | Meting met LC-MS/MS: ISO 21675; WAC/IV/A/025
537 | Oppervlaktewater*3 | N-Ethylperfluoroctaansulfonamide (EtPFOSA totaal) | Meting met LC-MS/MS: ISO 21675; WAC/IV/A/025
537 | Oppervlaktewater*3 | Perfluor-n-hexaansulfonzuur (PFHxS vertakt) | Meting met LC-MS/MS: ISO 21675; WAC/IV/A/025
537 | Oppervlaktewater*3 | Perfluor-n-heptaanzuur (PFHpA) | Meting met LC-MS/MS: ISO 21675; WAC/IV/A/025
537 | Oppervlaktewater*3 | Perfluor-n-tetradecaanzuur (PFTeDA) | Meting met LC-MS/MS: ISO 21675; WAC/IV/A/025
537 | Oppervlaktewater*3 | Perfluor-n-hexaansulfonzuur (PFHxS totaal) | Meting met LC-MS/MS: ISO 21675; WAC/IV/A/025
537 | Oppervlaktewater*3 | N-Methylperfluoroctaansulfonamide (MePFOSA totaal) | Meting met LC-MS/MS: ISO 21675; WAC/IV/A/025
537 | Oppervlaktewater*3 | N-Ethylperfluoroctaansulfonamidoazijnzuur (EtPFOSAA) | Meting met LC-MS/MS: ISO 21675; WAC/IV/A/025
537 | Oppervlaktewater*3 | Perfluor-1-octaansulfonamide (PFOSA vertakt) | Meting met LC-MS/MS: ISO 21675; WAC/IV/A/025
537 | Oppervlaktewater*3 | N-Ethylperfluoroctaansulfonamide (EtPFOSA lineair) | Meting met LC-MS/MS: ISO 21675; WAC/IV/A/025
537 | Oppervlaktewater*3 | Perfluor-n-pentaanzuur (PFPeA) | Meting met LC-MS/MS: ISO 21675; WAC/IV/A/025
537 | Oppervlaktewater*3 | Perfluor-n-pentaansulfonzuur (PFPeS) | Meting met LC-MS/MS: ISO 21675; WAC/IV/A/025
537 | Oppervlaktewater*3 | Perfluor-n-octaanzuur (PFOA lineair) | Meting met LC-MS/MS: ISO 21675; WAC/IV/A/025
537 | Oppervlaktewater*3 | Perfluor-n-octaansulfonzuur (PFOS vertakt) | Meting met LC-MS/MS: ISO 21675; WAC/IV/A/025
537 | Oppervlaktewater*3 | Perfluor-n-hexaanzuur (PFHxA) | Meting met LC-MS/MS: ISO 21675; WAC/IV/A/025
537 | Oppervlaktewater*3 | Perfluor-n-heptaansulfonzuur (PFHpS) | Meting met LC-MS/MS: ISO 21675; WAC/IV/A/025
537 | Oppervlaktewater*3 | 6:2 Fluortelomeersulfonzuur (6:2 FTS) | Meting met LC-MS/MS: ISO 21675; WAC/IV/A/025
537 | Oppervlaktewater*3 | Perfluor-n-octaanzuur (PFOA vertakt) | Meting met LC-MS/MS: ISO 21675; WAC/IV/A/025
537 | Oppervlaktewater*3 | Perfluor-n-octaansulfonzuur (PFOS lineair) | Meting met LC-MS/MS: ISO 21675; WAC/IV/A/025
537 | Oppervlaktewater*3 | N-Methylperfluoroctaansulfonamide (MePFOSA vertakt) | Meting met LC-MS/MS: ISO 21675; WAC/IV/A/025
537 | Oppervlaktewater*3 | N-Ethylperfluoroctaansulfonamide (EtPFOSA vertakt) | Meting met LC-MS/MS: ISO 21675; WAC/IV/A/025
537 | Oppervlaktewater*3 | Perfluor-1-octaansulfonamide (PFOSA totaal) | Meting met LC-MS/MS: ISO 21675; WAC/IV/A/025
537 | Oppervlaktewater*3 | 4:2 Fluortelomeersulfonzuur (4:2 FTS) | Meting met LC-MS/MS: ISO 21675; WAC/IV/A/025
537 | Oppervlaktewater*3 | 8:2 Fluortelomeerfosfaat diester (8:2 diPAP ) | Meting met LC-MS/MS: ISO 21675; WAC/IV/A/025
537 | Oppervlaktewater*3 | Perfluor-n-butaanzuur (PFBA) | Meting met LC-MS/MS: ISO 21675; WAC/IV/A/025
537 | Oppervlaktewater*3 | Perfluor-n-nonaanzuur (PFNA) | Meting met LC-MS/MS: ISO 21675; WAC/IV/A/025
537 | Oppervlaktewater*3 | 4,8-Dioxa-3H-perfluornonaanzuur (DONA) | Meting met LC-MS/MS: ISO 21675; WAC/IV/A/025
537 | Oppervlaktewater*3 | Hexafluorpropyleenoxidedimeerzuur (HFPO-DA) | Meting met LC-MS/MS: ISO 21675; WAC/IV/A/025
537 | Oppervlaktewater*3 | Perfluor-n-hexaansulfonzuur (PFHxS lineair) | Meting met LC-MS/MS: ISO 21675; WAC/IV/A/025
537 | Oppervlaktewater*3 | Perfluor-n-hexadecaanzuur (PFHxDA) | Meting met LC-MS/MS: ISO 21675; WAC/IV/A/025
537 | Oppervlaktewater*3 | Perfluor-1-octaansulfonamide (PFOSA lineair) | Meting met LC-MS/MS: ISO 21675; WAC/IV/A/025
537 | Oppervlaktewater*3 | N-Methylperfluoroctaansulfonamidoazijnzuur (MePFOSAA) | Meting met LC-MS/MS: ISO 21675; WAC/IV/A/025
537 | Oppervlaktewater*3 | Perfluor-1-decaansulfonzuur (PFDS) | Meting met LC-MS/MS: ISO 21675; WAC/IV/A/025
537 | Oppervlaktewater*3 | Perfluor-n-dodecaanzuur (PFDoDA) | Meting met LC-MS/MS: ISO 21675; WAC/IV/A/025
537 | Oppervlaktewater*3 | Perfluor-n-undecaanzuur (PFUnDA) | Meting met LC-MS/MS: ISO 21675; WAC/IV/A/025
537 | Oppervlaktewater*3 | N-Methylperfluoroctaansulfonamide (MePFOSA lineair) | Meting met LC-MS/MS: ISO 21675; WAC/IV/A/025
537 | Oppervlaktewater*3 | Perfluor-n-decaanzuur (PFDA) | Meting met LC-MS/MS: ISO 21675; WAC/IV/A/025
537 | Oppervlaktewater*3 | Perfluor-n-octaanzuur (PFOA totaal) | Meting met LC-MS/MS: ISO 21675; WAC/IV/A/025
537 | Oppervlaktewater*3 | Perfluor-n-nonaansulfonzuur (PFNS) | Meting met LC-MS/MS: ISO 21675; WAC/IV/A/025
537 | Oppervlaktewater*3 | 8:2 Fluortelomeersulfonzuur (8:2 FTS) | Meting met LC-MS/MS: ISO 21675; WAC/IV/A/025
537 | Oppervlaktewater*3 | Perfluor-4-ethylcyclohexaansulfonzuur (PFECHS) | Meting met LC-MS/MS: ISO 21675; WAC/IV/A/025
537 | Drinkwater*4 | Perfluor-n-butaansulfonzuur (PFBS) | Meting met LC-MS/MS: ISO 21675; WAC/IV/A/025
537 | Drinkwater*4 | Perfluor-n-octaansulfonzuur (PFOS totaal) | Meting met LC-MS/MS: ISO 21675; WAC/IV/A/025
537 | Drinkwater*4 | N-Ethylperfluoroctaansulfonamide (EtPFOSA totaal) | Meting met LC-MS/MS: ISO 21675; WAC/IV/A/025
537 | Drinkwater*4 | Perfluor-n-hexaansulfonzuur (PFHxS vertakt) | Meting met LC-MS/MS: ISO 21675; WAC/IV/A/025
537 | Drinkwater*4 | Perfluor-n-heptaanzuur (PFHpA) | Meting met LC-MS/MS: ISO 21675; WAC/IV/A/025
537 | Drinkwater*4 | Perfluor-n-tetradecaanzuur (PFTeDA) | Meting met LC-MS/MS: ISO 21675; WAC/IV/A/025
537 | Drinkwater*4 | Perfluor-n-hexaansulfonzuur (PFHxS totaal) | Meting met LC-MS/MS: ISO 21675; WAC/IV/A/025
537 | Drinkwater*4 | N-Methylperfluoroctaansulfonamide (MePFOSA totaal) | Meting met LC-MS/MS: ISO 21675; WAC/IV/A/025
537 | Drinkwater*4 | N-Ethylperfluoroctaansulfonamidoazijnzuur (EtPFOSAA) | Meting met LC-MS/MS: ISO 21675; WAC/IV/A/025
537 | Drinkwater*4 | Perfluor-1-octaansulfonamide (PFOSA vertakt) | Meting met LC-MS/MS: ISO 21675; WAC/IV/A/025
537 | Drinkwater*4 | N-Ethylperfluoroctaansulfonamide (EtPFOSA lineair) | Meting met LC-MS/MS: ISO 21675; WAC/IV/A/025
537 | Drinkwater*4 | Perfluor-n-pentaanzuur (PFPeA) | Meting met LC-MS/MS: ISO 21675; WAC/IV/A/025
537 | Drinkwater*4 | Perfluor-n-pentaansulfonzuur (PFPeS) | Meting met LC-MS/MS: ISO 21675; WAC/IV/A/025
537 | Drinkwater*4 | Perfluor-n-octaanzuur (PFOA lineair) | Meting met LC-MS/MS: ISO 21675; WAC/IV/A/025
537 | Drinkwater*4 | Perfluor-n-octaansulfonzuur (PFOS vertakt) | Meting met LC-MS/MS: ISO 21675; WAC/IV/A/025
537 | Drinkwater*4 | Perfluor-n-hexaanzuur (PFHxA) | Meting met LC-MS/MS: ISO 21675; WAC/IV/A/025
537 | Drinkwater*4 | Perfluor-n-heptaansulfonzuur (PFHpS) | Meting met LC-MS/MS: ISO 21675; WAC/IV/A/025
537 | Drinkwater*4 | 6:2 Fluortelomeersulfonzuur (6:2 FTS) | Meting met LC-MS/MS: ISO 21675; WAC/IV/A/025
537 | Drinkwater*4 | Perfluor-n-octaanzuur (PFOA vertakt) | Meting met LC-MS/MS: ISO 21675; WAC/IV/A/025
537 | Drinkwater*4 | Perfluor-n-octaansulfonzuur (PFOS lineair) | Meting met LC-MS/MS: ISO 21675; WAC/IV/A/025
537 | Drinkwater*4 | N-Methylperfluoroctaansulfonamide (MePFOSA vertakt) | Meting met LC-MS/MS: ISO 21675; WAC/IV/A/025
537 | Drinkwater*4 | N-Ethylperfluoroctaansulfonamide (EtPFOSA vertakt) | Meting met LC-MS/MS: ISO 21675; WAC/IV/A/025
537 | Drinkwater*4 | Perfluor-1-octaansulfonamide (PFOSA totaal) | Meting met LC-MS/MS: ISO 21675; WAC/IV/A/025
537 | Drinkwater*4 | 4:2 Fluortelomeersulfonzuur (4:2 FTS) | Meting met LC-MS/MS: ISO 21675; WAC/IV/A/025
537 | Drinkwater*4 | 8:2 Fluortelomeerfosfaat diester (8:2 diPAP ) | Meting met LC-MS/MS: ISO 21675; WAC/IV/A/025
537 | Drinkwater*4 | Perfluor-n-butaanzuur (PFBA) | Meting met LC-MS/MS: ISO 21675; WAC/IV/A/025
537 | Drinkwater*4 | Perfluor-n-nonaanzuur (PFNA) | Meting met LC-MS/MS: ISO 21675; WAC/IV/A/025
537 | Drinkwater*4 | 4,8-Dioxa-3H-perfluornonaanzuur (DONA) | Meting met LC-MS/MS: ISO 21675; WAC/IV/A/025
537 | Drinkwater*4 | Hexafluorpropyleenoxidedimeerzuur (HFPO-DA) | Meting met LC-MS/MS: ISO 21675; WAC/IV/A/025
537 | Drinkwater*4 | Perfluor-n-hexaansulfonzuur (PFHxS lineair) | Meting met LC-MS/MS: ISO 21675; WAC/IV/A/025
537 | Drinkwater*4 | Perfluor-n-hexadecaanzuur (PFHxDA) | Meting met LC-MS/MS: ISO 21675; WAC/IV/A/025
537 | Drinkwater*4 | Perfluor-1-octaansulfonamide (PFOSA lineair) | Meting met LC-MS/MS: ISO 21675; WAC/IV/A/025
537 | Drinkwater*4 | N-Methylperfluoroctaansulfonamidoazijnzuur (MePFOSAA) | Meting met LC-MS/MS: ISO 21675; WAC/IV/A/025
537 | Drinkwater*4 | Perfluor-1-decaansulfonzuur (PFDS) | Meting met LC-MS/MS: ISO 21675; WAC/IV/A/025
537 | Drinkwater*4 | Perfluor-n-dodecaanzuur (PFDoDA) | Meting met LC-MS/MS: ISO 21675; WAC/IV/A/025
537 | Drinkwater*4 | Perfluor-n-undecaanzuur (PFUnDA) | Meting met LC-MS/MS: ISO 21675; WAC/IV/A/025
537 | Drinkwater*4 | N-Methylperfluoroctaansulfonamide (MePFOSA lineair) | Meting met LC-MS/MS: ISO 21675; WAC/IV/A/025
537 | Drinkwater*4 | Perfluor-n-decaanzuur (PFDA) | Meting met LC-MS/MS: ISO 21675; WAC/IV/A/025
537 | Drinkwater*4 | Perfluor-n-octaanzuur (PFOA totaal) | Meting met LC-MS/MS: ISO 21675; WAC/IV/A/025
537 | Drinkwater*4 | Perfluor-n-nonaansulfonzuur (PFNS) | Meting met LC-MS/MS: ISO 21675; WAC/IV/A/025
537 | Drinkwater*4 | 8:2 Fluortelomeersulfonzuur (8:2 FTS) | Meting met LC-MS/MS: ISO 21675; WAC/IV/A/025
537 | Drinkwater*4 | Perfluor-4-ethylcyclohexaansulfonzuur (PFECHS) | Meting met LC-MS/MS: ISO 21675; WAC/IV/A/025
537 | Bodem, Waterbodem | Perfluor-n-octaanzuur (PFOA lineair) | Meting met LC-MS/MS; CMA/3/D
537 | Bodem, Waterbodem | N-Methylperfluoroctaansulfonamide (MePFOSA vertakt) | Meting met LC-MS/MS; CMA/3/D
537 | Bodem, Waterbodem | Perfluor-n-nonaanzuur (PFNA) | Meting met LC-MS/MS; CMA/3/D
537 | Bodem, Waterbodem | N-Ethylperfluoroctaansulfonamide (EtPFOSA totaal) | Meting met LC-MS/MS; CMA/3/D
537 | Bodem, Waterbodem | N-Ethylperfluoroctaansulfonamidoazijnzuur (EtPFOSAA) | Meting met LC-MS/MS; CMA/3/D
537 | Bodem, Waterbodem | N-Ethylperfluoroctaansulfonamide (EtPFOSA vertakt) | Meting met LC-MS/MS; CMA/3/D
537 | Bodem, Waterbodem | Perfluor-n-pentaanzuur (PFPeA) | Meting met LC-MS/MS; CMA/3/D
537 | Bodem, Waterbodem | Perfluor-n-hexadecaanzuur (PFHxDA) | Meting met LC-MS/MS; CMA/3/D
537 | Bodem, Waterbodem | Perfluor-n-nonaansulfonzuur (PFNS) | Meting met LC-MS/MS; CMA/3/D
537 | Bodem, Waterbodem | Perfluor-4-ethylcyclohexaansulfonzuur (PFECHS) | Meting met LC-MS/MS; CMA/3/D
537 | Bodem, Waterbodem | Perfluor-n-hexaansulfonzuur (PFHxS vertakt) | Meting met LC-MS/MS; CMA/3/D
537 | Bodem, Waterbodem | Perfluor-n-octaanzuur (PFOA totaal) | Meting met LC-MS/MS; CMA/3/D
537 | Bodem, Waterbodem | Perfluor-n-decaanzuur (PFDA) | Meting met LC-MS/MS; CMA/3/D
537 | Bodem, Waterbodem | Perfluor-n-dodecaanzuur (PFDoDA) | Meting met LC-MS/MS; CMA/3/D
537 | Bodem, Waterbodem | Perfluor-n-hexaansulfonzuur (PFHxS totaal) | Meting met LC-MS/MS; CMA/3/D
537 | Bodem, Waterbodem | 4:2 Fluortelomeersulfonzuur (4:2 FTS) | Meting met LC-MS/MS; CMA/3/D
537 | Bodem, Waterbodem | Perfluor-n-octaanzuur (PFOA vertakt) | Meting met LC-MS/MS; CMA/3/D
537 | Bodem, Waterbodem | Perfluor-n-hexaansulfonzuur (PFHxS lineair) | Meting met LC-MS/MS; CMA/3/D
537 | Bodem, Waterbodem | Perfluor-n-octaansulfonzuur (PFOS lineair) | Meting met LC-MS/MS; CMA/3/D
537 | Bodem, Waterbodem | Perfluor-n-tetradecaanzuur (PFTeDA) | Meting met LC-MS/MS; CMA/3/D
537 | Bodem, Waterbodem | 6:2 Fluortelomeersulfonzuur (6:2 FTS) | Meting met LC-MS/MS; CMA/3/D
537 | Bodem, Waterbodem | Perfluor-n-octaansulfonzuur (PFOS vertakt) | Meting met LC-MS/MS; CMA/3/D
537 | Bodem, Waterbodem | Perfluor-n-octaansulfonzuur (PFOS totaal) | Meting met LC-MS/MS; CMA/3/D
537 | Bodem, Waterbodem | Perfluor-1-decaansulfonzuur (PFDS) | Meting met LC-MS/MS; CMA/3/D
537 | Bodem, Waterbodem | N-Methylperfluoroctaansulfonamidoazijnzuur (MePFOSAA) | Meting met LC-MS/MS; CMA/3/D
537 | Bodem, Waterbodem | Perfluor-n-hexaanzuur (PFHxA) | Meting met LC-MS/MS; CMA/3/D
537 | Bodem, Waterbodem | Perfluor-n-heptaansulfonzuur (PFHpS) | Meting met LC-MS/MS; CMA/3/D
537 | Bodem, Waterbodem | N-Methylperfluoroctaansulfonamide (MePFOSA lineair) | Meting met LC-MS/MS; CMA/3/D
537 | Bodem, Waterbodem | Perfluor-n-butaanzuur (PFBA) | Meting met LC-MS/MS; CMA/3/D
537 | Bodem, Waterbodem | Perfluor-n-heptaanzuur (PFHpA) | Meting met LC-MS/MS; CMA/3/D
537 | Bodem, Waterbodem | 8:2 Fluortelomeerfosfaat diester (8:2 diPAP ) | Meting met LC-MS/MS; CMA/3/D
537 | Bodem, Waterbodem | 4,8-Dioxa-3H-perfluornonaanzuur (DONA) | Meting met LC-MS/MS; CMA/3/D
537 | Bodem, Waterbodem | N-Methylperfluoroctaansulfonamide (MePFOSA totaal) | Meting met LC-MS/MS; CMA/3/D
537 | Bodem, Waterbodem | Perfluor-n-pentaansulfonzuur (PFPeS) | Meting met LC-MS/MS; CMA/3/D
537 | Bodem, Waterbodem | Perfluor-n-butaansulfonzuur (PFBS) | Meting met LC-MS/MS; CMA/3/D
537 | Bodem, Waterbodem | Perfluor-1-octaansulfonamide (PFOSA lineair) | Meting met LC-MS/MS; CMA/3/D
537 | Bodem, Waterbodem | N-Ethylperfluoroctaansulfonamide (EtPFOSA lineair) | Meting met LC-MS/MS; CMA/3/D
537 | Bodem, Waterbodem | Perfluor-1-octaansulfonamide (PFOSA vertakt) | Meting met LC-MS/MS; CMA/3/D
537 | Bodem, Waterbodem | Perfluor-n-undecaanzuur (PFUnDA) | Meting met LC-MS/MS; CMA/3/D
537 | Bodem, Waterbodem | 8:2 Fluortelomeersulfonzuur (8:2 FTS) | Meting met LC-MS/MS; CMA/3/D
537 | Bodem, Waterbodem | Perfluor-1-octaansulfonamide (PFOSA totaal) | Meting met LC-MS/MS; CMA/3/D
537 | Bodem, Waterbodem | Perfluor-4-propoxypropaanzuur (HFPO-DA) | Meting met LC-MS/MS; CMA/3/D
537 | Bodemverbeterende middelen | Perfluor-n-octaanzuur (PFOA lineair) | Meting met LC-MS/MS; CMA/3/O
537 | Bodemverbeterende middelen | N-Methylperfluoroctaansulfonamide (MePFOSA vertakt) | Meting met LC-MS/MS; CMA/3/O
537 | Bodemverbeterende middelen | Perfluor-n-nonaanzuur (PFNA) | Meting met LC-MS/MS; CMA/3/O
537 | Bodemverbeterende middelen | N-Ethylperfluoroctaansulfonamide (EtPFOSA totaal) | Meting met LC-MS/MS; CMA/3/O
537 | Bodemverbeterende middelen | N-Ethylperfluoroctaansulfonamidoazijnzuur (EtPFOSAA) | Meting met LC-MS/MS; CMA/3/O
537 | Bodemverbeterende middelen | N-Ethylperfluoroctaansulfonamide (EtPFOSA vertakt) | Meting met LC-MS/MS; CMA/3/O
537 | Bodemverbeterende middelen | Perfluor-n-pentaanzuur (PFPeA) | Meting met LC-MS/MS; CMA/3/O
537 | Bodemverbeterende middelen | Perfluor-n-hexadecaanzuur (PFHxDA) | Meting met LC-MS/MS; CMA/3/O
537 | Bodemverbeterende middelen | Perfluor-n-nonaansulfonzuur (PFNS) | Meting met LC-MS/MS; CMA/3/O
537 | Bodemverbeterende middelen | Perfluor-4-ethylcyclohexaansulfonzuur (PFECHS) | Meting met LC-MS/MS; CMA/3/O
537 | Bodemverbeterende middelen | Perfluor-n-hexaansulfonzuur (PFHxS vertakt) | Meting met LC-MS/MS; CMA/3/O
537 | Bodemverbeterende middelen | Perfluor-n-octaanzuur (PFOA totaal) | Meting met LC-MS/MS; CMA/3/O
537 | Bodemverbeterende middelen | Perfluor-n-decaanzuur (PFDA) | Meting met LC-MS/MS; CMA/3/O
537 | Bodemverbeterende middelen | Perfluor-n-dodecaanzuur (PFDoDA) | Meting met LC-MS/MS; CMA/3/O
537 | Bodemverbeterende middelen | Perfluor-n-hexaansulfonzuur (PFHxS totaal) | Meting met LC-MS/MS; CMA/3/O
537 | Bodemverbeterende middelen | 4:2 Fluortelomeersulfonzuur (4:2 FTS) | Meting met LC-MS/MS; CMA/3/O
537 | Bodemverbeterende middelen | Perfluor-n-octaanzuur (PFOA vertakt) | Meting met LC-MS/MS; CMA/3/O
537 | Bodemverbeterende middelen | Perfluor-n-hexaansulfonzuur (PFHxS lineair) | Meting met LC-MS/MS; CMA/3/O
537 | Bodemverbeterende middelen | Perfluor-n-tetradecaanzuur (PFTeDA) | Meting met LC-MS/MS; CMA/3/O
537 | Bodemverbeterende middelen | 6:2 Fluortelomeersulfonzuur (6:2 FTS) | Meting met LC-MS/MS; CMA/3/O
537 | Bodemverbeterende middelen | Perfluor-1-decaansulfonzuur (PFDS) | Meting met LC-MS/MS; CMA/3/O
537 | Bodemverbeterende middelen | Perfluor-4-propoxypropaanzuur (HFPO-DA) | Meting met LC-MS/MS; CMA/3/O
537 | Bodemverbeterende middelen | N-Methylperfluoroctaansulfonamidoazijnzuur (MePFOSAA) | Meting met LC-MS/MS; CMA/3/O
537 | Bodemverbeterende middelen | Perfluor-n-hexaanzuur (PFHxA) | Meting met LC-MS/MS; CMA/3/O
537 | Bodemverbeterende middelen | Perfluor-n-undecaanzuur (PFUnDA) | Meting met LC-MS/MS; CMA/3/O
537 | Bodemverbeterende middelen | Perfluor-n-heptaansulfonzuur (PFHpS) | Meting met LC-MS/MS; CMA/3/O
537 | Bodemverbeterende middelen | N-Methylperfluoroctaansulfonamide (MePFOSA lineair) | Meting met LC-MS/MS; CMA/3/O
537 | Bodemverbeterende middelen | Perfluor-n-butaanzuur (PFBA) | Meting met LC-MS/MS; CMA/3/O
537 | Bodemverbeterende middelen | Perfluor-n-heptaanzuur (PFHpA) | Meting met LC-MS/MS; CMA/3/O
537 | Bodemverbeterende middelen | 8:2 Fluortelomeerfosfaat diester (8:2 diPAP ) | Meting met LC-MS/MS; CMA/3/O
537 | Bodemverbeterende middelen | 4,8-Dioxa-3H-perfluornonaanzuur (DONA) | Meting met LC-MS/MS; CMA/3/O
537 | Bodemverbeterende middelen | N-Methylperfluoroctaansulfonamide (MePFOSA totaal) | Meting met LC-MS/MS; CMA/3/O
537 | Bodemverbeterende middelen | Perfluor-n-pentaansulfonzuur (PFPeS) | Meting met LC-MS/MS; CMA/3/O
537 | Bodemverbeterende middelen | Perfluor-n-butaansulfonzuur (PFBS) | Meting met LC-MS/MS; CMA/3/O
537 | Bodemverbeterende middelen | Perfluor-1-octaansulfonamide (PFOSA lineair) | Meting met LC-MS/MS; CMA/3/O
537 | Bodemverbeterende middelen | Perfluor-n-octaansulfonzuur (PFOS vertakt) | Meting met LC-MS/MS; CMA/3/O
537 | Bodemverbeterende middelen | Perfluor-n-octaansulfonzuur (PFOS lineair) | Meting met LC-MS/MS; CMA/3/O
537 | Bodemverbeterende middelen | Perfluor-1-octaansulfonamide (PFOSA vertakt) | Meting met LC-MS/MS; CMA/3/O
537 | Bodemverbeterende middelen | Perfluor-n-octaansulfonzuur (PFOS totaal) | Meting met LC-MS/MS; CMA/3/O
537 | Bodemverbeterende middelen | 8:2 Fluortelomeersulfonzuur (8:2 FTS) | Meting met LC-MS/MS; CMA/3/O
537 | Bodemverbeterende middelen | Perfluor-1-octaansulfonamide (PFOSA totaal) | Meting met LC-MS/MS; CMA/3/O

## legende
Afkortingen/Abbréviations/Abbreviations
AES | Atomic Emission Spectroscopy
BAM | Bemonsterings- en analysemethodes voor mest, bodem en veevoeders in het kader van het Mestdecreet
BDB | Bodemkundige Dienst van België/Service Pédologique de Belgique (SPB)/Pedological Service of Belgium (PSB)
BOC | Compendium voor monsterneming, meting en analyse in het kader van bodembescherming
CMA | Compendium voor monsterneming en analyse in uitvoering van het Materialendecreet en het Bodemdecreet
EN | Europese Norm
FID | Flame Ionization Detector
FIMS | Flow Injection Mercury System
GC-MS | Gaschromatograaf massaspectrometer
GC-MS/MS | Tripel quadrupool gaschromatograaf massaspectrometer
ICP | Inductively Coupled Plasma
ICP-MS | Inductively Coupled Plasma - Mass Spectrometer
ISO | International Standardization Organization
KB | Koninklijk Besluit
LC-MS | Vloeistof chromatograaf massaspectrometer
LC-MS/MS | Tripel quadrupool vloeistof chromatograaf massaspectrometer
LV | Large Volume (100 microliter)
MB | Ministerieel Besluit
NBN | Norme Belge - Belgische Norm
NEN | Nederlandse Norm
SM | Standard methods for the examination of water and wastewater
WAC | Compendium voor de bemonstering, meting en analyse van water
Verduidelijking/clarification
Afvalwater*1/eau résiduaire*1/wastewater*1 | Afvalwater, effluent, uitloogwater, proceswater Eau résiduaire, effluent, eau de lessivage, eau de traitement Wastewater, effluent, leaching water, process water
Grondwater*2/eau souterraine*2/groundwater*2 | Grondwater, putwater, water uit piëzometer Eau souterraine, eau de puits, eau de piézomètre Groundwater, well water, water from piezometer
Oppervlaktewater*3/eau superficielle*3/surface water*3 | Oppervlaktewater, recreatiewater, rivierwater, viswater Eau superficielle, eau de loisirs, eau de rivière, eau de pêche Surface water, recreational water, river water, fishing water
Drinkwater *4/eau potable*4/drinking water*4 | Water bestemd voor menselijk verbruik, drinkwater, flessenwater, zwembadwater, water bestemd voor fabricatie, regenwater (hemelwater) Eau destinée à la consommation humaine, eau potable, eau embouteillée, eau de piscine, eau destinée à la fabrication, eau de pluie Water intended for human consumption, drinking water, bottled water, swimming pool water, water intended for manufacturing, rainwater
(§) Verordening (EG) nr. 2003/2003 van het Europees Parlement en de Raad van 13 oktober 2003 inzake meststoffen
(*) Richtlijn 93/28/EEG van de Commissie van 4 juni 1993 tot wijziging van bijlage I bij Derde Richtlijn 72/199/EEG betreffende de vaststelling van gemeenschappelijke analysemethoden voor de officiële controle van diervoerders